## LC HVAC QPL
PD_ID | ENERGY STAR Partner | Brand Name | Model Name | Model Number | Additional Model Information | Type | Cooling Capacity (kBtu/h) | Heating Section Type | EER Rating (Btu/Wh) | IEER Rating (Btu/Wh) | COP Rating at 47°F | COP Rating at 17°F | Indoor Unit Model Number | VRF Indoor Model Type | VRF Outdoor Model Number(s) | Furnace Model Number | Date Available On Market | Date Qualified | Markets | ENERGY STAR Model Identifier
2190375 | Carrier Air Conditioning - Commercial | Bryant Heating and Cooling Systems - Commercial | Preferred Line Rooftop | 549JE04**********A |  | Single Package HP | 36.4 |  | 12.7 | [7 empty] | 2010-08-31 | 2013-09-11 | United States, Canada | ES_1106973_09112013104126_7226943
2190486 | Carrier Air Conditioning - Commercial | Bryant Heating and Cooling Systems - Commercial | Preferred Line Rooftop | 549JE05**********A |  | Single Package HP | 47 |  | 12.8 | [7 empty] | 2010-08-31 | 2013-09-11 | United States, Canada | ES_1106973_09112013104127_8054346
2190516 | Carrier Air Conditioning - Commercial | Bryant Heating and Cooling Systems - Commercial | Preferred Line Rooftop | 549JE06**********A |  | Single Package HP | 58.5 |  | 12.5 | [7 empty] | 2010-08-31 | 2013-09-11 | United States, Canada | ES_1106973_09112013104127_6508995
2190365 | Carrier Air Conditioning - Commercial | Bryant Heating and Cooling Systems - Commercial | Preferred Line Rooftop | 549JP04**********A |  | Single Package HP | 36.4 |  | 12.7 | [7 empty] | 2010-08-31 | 2013-09-11 | United States, Canada | ES_1106973_09112013104126_1261077
2190350 | Carrier Air Conditioning - Commercial | Bryant Heating and Cooling Systems - Commercial | Preferred Line Rooftop | 549JP05**********A |  | Single Package HP | 47 |  | 12.8 | [7 empty] | 2010-08-31 | 2013-09-11 | United States, Canada | ES_1106973_09112013104127_1778256
2190506 | Carrier Air Conditioning - Commercial | Bryant Heating and Cooling Systems - Commercial | Preferred Line Rooftop | 549JP06**********A | 549JP06**********A,549JP06**********A, | Single Package HP | 58.5 |  | 12.5 | [7 empty] | 2010-08-31 | 2013-09-11 | United States, Canada | ES_1106973_09112013104127_3840159
2190526 | Carrier Air Conditioning - Commercial | Bryant Heating and Cooling Systems - Commercial | Preferred Line Rooftop | 549J(P,E,T)07**********A |  | Single Package HP | 72 |  | 12 | 12.8 | [6 empty] | 2010-08-31 | 2013-09-11 | United States, Canada | ES_1106973_09112013104505_5704729
2190536 | Carrier Air Conditioning - Commercial | Bryant Heating and Cooling Systems - Commercial | Preferred Line Rooftop | 549J(P,E,T)08*********(A,B)A |  | Single Package HP | 90 |  | 12.1 | 12.9 | [6 empty] | 2010-08-31 | 2013-09-11 | United States, Canada | ES_1106973_09112013104505_2196334
2190546 | Carrier Air Conditioning - Commercial | Bryant Heating and Cooling Systems - Commercial | Preferred Line Rooftop | 549J(P,E,T)08*********(D,E)A |  | Single Package HP | 90 |  | 12.1 | 13.7 | [6 empty] | 2012-01-27 | 2013-09-11 | United States, Canada | ES_1106973_09112013104506_2666102
2190556 | Carrier Air Conditioning - Commercial | Bryant Heating and Cooling Systems - Commercial | Preferred Line Rooftop | 549J(P,E,T)09*********(A,B)A |  | Single Package HP | 100 |  | 12 | 12.5 | [6 empty] | 2010-08-31 | 2013-09-11 | United States, Canada | ES_1106973_09112013104506_3072491
2190566 | Carrier Air Conditioning - Commercial | Bryant Heating and Cooling Systems - Commercial | Preferred Line Rooftop | 549J(P,E,T)09*********(D,E)A |  | Single Package HP | 100 |  | 12 | 12.9 | [6 empty] | 2012-01-27 | 2013-09-11 | United States, Canada | ES_1106973_09112013104506_9176215
2190576 | Carrier Air Conditioning - Commercial | Bryant Heating and Cooling Systems - Commercial | Preferred Line Rooftop | 549J(P,E,T)12*********(A,B)A |  | Single Package HP | 119 |  | 12.3 | 13 | [6 empty] | 2012-11-30 | 2013-09-11 | United States, Canada | ES_1106973_09112013104506_9908850
2190586 | Carrier Air Conditioning - Commercial | Bryant Heating and Cooling Systems - Commercial | Preferred Line Rooftop | 549J(P,E,T)12*********(D,E)A |  | Single Package HP | 119 |  | 12.3 | 13.6 | [6 empty] | 2012-01-27 | 2013-09-11 | United States, Canada | ES_1106973_09112013104506_6741517
2190355 | Carrier Air Conditioning - Commercial | Bryant Heating and Cooling Systems - Commercial | Preferred Line Rooftop | 549JT04**********A |  | Single Package HP | 36.4 |  | 12.7 | [7 empty] | 2010-08-31 | 2013-09-11 | United States, Canada | ES_1106973_09112013104126_6400869
2190385 | Carrier Air Conditioning - Commercial | Bryant Heating and Cooling Systems - Commercial | Preferred Line Rooftop | 549JT05**********A |  | Single Package HP | 47 |  | 12.8 | [7 empty] | 2010-08-31 | 2013-09-11 | United States, Canada | ES_1106973_09112013104127_2295242
2190496 | Carrier Air Conditioning - Commercial | Bryant Heating and Cooling Systems - Commercial | Preferred Line Rooftop | 549JT06**********A |  | Single Package HP | 58.5 |  | 12.5 | [7 empty] | 2010-08-31 | 2013-09-11 | United States, Canada | ES_1106973_09112013104127_3805183
2190467 | Carrier Air Conditioning - Commercial | Bryant Heating and Cooling Systems - Commercial | Preferred Line Rooftop | 551JE04**********A |  | Single Package AC | 36 |  | 12.5 | [7 empty] | 2010-08-31 | 2013-09-11 | United States, Canada | ES_1106973_09112013101803_5731725
2190307 | Carrier Air Conditioning - Commercial | Bryant Heating and Cooling Systems - Commercial | Preferred Line Rooftop | 551JE05**********A |  | Single Package AC | 48.5 |  | 13 | [7 empty] | 2010-08-31 | 2013-09-11 | United States, Canada | ES_1106973_09112013101803_3407458
2190337 | Carrier Air Conditioning - Commercial | Bryant Heating and Cooling Systems - Commercial | Preferred Line Rooftop | 551JE06**********A |  | Single Package AC | 57.5 |  | 12.45 | [7 empty] | 2010-08-31 | 2013-09-11 | United States, Canada | ES_1106973_09112013101804_2149255
2190457 | Carrier Air Conditioning - Commercial | Bryant Heating and Cooling Systems - Commercial | Preferred Line Rooftop | 551JP04**********A |  | Single Package AC | 36 |  | 12.5 | [7 empty] | 2010-08-31 | 2013-09-11 | United States, Canada | ES_1106973_09112013101803_5663277
2190297 | Carrier Air Conditioning - Commercial | Bryant Heating and Cooling Systems - Commercial | Preferred Line Rooftop | 551JP05**********A |  | Single Package AC | 48.5 |  | 13 | [7 empty] | 2010-08-31 | 2013-09-11 | United States, Canada | ES_1106973_09112013101803_7455959
2190327 | Carrier Air Conditioning - Commercial | Bryant Heating and Cooling Systems - Commercial | Preferred Line Rooftop | 551JP06**********A |  | Single Package AC | 57.5 |  | 12.45 | [7 empty] | 2010-08-31 | 2013-09-11 | United States, Canada | ES_1106973_09112013101803_2719845
2190632 | Carrier Air Conditioning - Commercial | Bryant Heating and Cooling Systems - Commercial | Preferred Line Rooftop | 551J(P,E,T)07**********A |  | Single Package AC | 73 |  | 12.2 | 13.2 | [6 empty] | 2010-03-31 | 2013-09-11 | United States, Canada | ES_1106973_09112013110714_1805591
2190652 | Carrier Air Conditioning - Commercial | Bryant Heating and Cooling Systems - Commercial | Preferred Line Rooftop | 551J(P,E,T)08*********(D,E)A |  | Single Package AC | 89 |  | 12.2 | 14 | [6 empty] | 2012-01-27 | 2013-09-11 | United States, Canada | ES_1106973_09112013110714_9546581
2190662 | Carrier Air Conditioning - Commercial | Bryant Heating and Cooling Systems - Commercial | Preferred Line Rooftop | 551J(P,E,T)09*********(A,B)A |  | Single Package AC | 97 |  | 12.2 | 13.2 | [6 empty] | 2010-03-31 | 2013-09-11 | United States, Canada | ES_1106973_09112013110714_9105594
2190672 | Carrier Air Conditioning - Commercial | Bryant Heating and Cooling Systems - Commercial | Preferred Line Rooftop | 551J(P,E,T)09*********(D,E)A |  | Single Package AC | 97 |  | 12.2 | 14 | [6 empty] | 2012-01-27 | 2013-09-11 | United States, Canada | ES_1106973_09112013110715_5544940
2190682 | Carrier Air Conditioning - Commercial | Bryant Heating and Cooling Systems - Commercial | Preferred Line Rooftop | 551J(P,E,T)11*********(A,B)A |  | Single Package AC | 111 |  | 12.2 | 12.8 | [6 empty] | 2012-04-27 | 2013-09-11 | United States, Canada | ES_1106973_09112013110715_8874858
2190692 | Carrier Air Conditioning - Commercial | Bryant Heating and Cooling Systems - Commercial | Preferred Line Rooftop | 551J(P,E,T)11*********(D,E)A |  | Single Package AC | 111 |  | 12.2 | 14.5 | [6 empty] | 2012-04-27 | 2013-09-11 | United States, Canada | ES_1106973_09112013110715_6837485
2190702 | Carrier Air Conditioning - Commercial | Bryant Heating and Cooling Systems - Commercial | Preferred Line Rooftop | 551J(P,E,T)12*********(A,B)A |  | Single Package AC | 117 |  | 11.7 | 12.2 | [6 empty] | 2010-05-31 | 2013-09-11 | United States, Canada | ES_1106973_09112013110715_8677931
2190712 | Carrier Air Conditioning - Commercial | Bryant Heating and Cooling Systems - Commercial | Preferred Line Rooftop | 551J(P,E,T)12*********(D,E)A |  | Single Package AC | 117 |  | 11.7 | 12.6 | [6 empty] | 2012-01-27 | 2013-09-11 | United States, Canada | ES_1106973_09112013110715_8766922
2190722 | Carrier Air Conditioning - Commercial | Bryant Heating and Cooling Systems - Commercial | Preferred Line Rooftop | 551J(P,E,T)14*********(A,B)A |  | Single Package AC | 146 |  | 12.4 | 13.2 | [6 empty] | 2010-10-31 | 2013-09-11 | United States, Canada | ES_1106973_09112013110715_7921395
2190732 | Carrier Air Conditioning - Commercial | Bryant Heating and Cooling Systems - Commercial | Preferred Line Rooftop | 551J(P,E,T)14*********(D,E)A |  | Single Package AC | 146 |  | 12.4 | 14.1 | [6 empty] | 2012-01-27 | 2013-09-11 | United States, Canada | ES_1106973_09112013110715_5474787
2190447 | Carrier Air Conditioning - Commercial | Bryant Heating and Cooling Systems - Commercial | Preferred Line Rooftop | 551JT04**********A |  | Single Package AC | 36 |  | 12.5 | [7 empty] | 2010-08-31 | 2013-09-11 | United States, Canada | ES_1106973_09112013101803_9729625
2190477 | Carrier Air Conditioning - Commercial | Bryant Heating and Cooling Systems - Commercial | Preferred Line Rooftop | 551JT05**********A |  | Single Package AC | 48.5 |  | 13 | [7 empty] | 2010-08-31 | 2013-09-11 | United States, Canada | ES_1106973_09112013101803_3314391
2190317 | Carrier Air Conditioning - Commercial | Bryant Heating and Cooling Systems - Commercial | Preferred Line Rooftop | 551JT06**********A |  | Single Package AC | 57.5 |  | 12.45 | [7 empty] | 2010-08-31 | 2013-09-11 | United States, Canada | ES_1106973_09112013101803_4606206
2190106 | Carrier Air Conditioning - Commercial | Bryant Heating and Cooling Systems - Commercial | Preferred Line Rooftop | 581JE04**********A |  | Gas/Electric Single Package Unit | 36 |  | 12.5 | [7 empty] | 2010-02-26 | 2013-09-11 | United States, Canada | ES_1106973_09112013093739_2954651
2190136 | Carrier Air Conditioning - Commercial | Bryant Heating and Cooling Systems - Commercial | Preferred Line Rooftop | 581JE05**********A |  | Gas/Electric Single Package Unit | 48.5 |  | 13 | [7 empty] | 2010-02-26 | 2013-09-11 | United States, Canada | ES_1106973_09112013093739_4721031
2190166 | Carrier Air Conditioning - Commercial | Bryant Heating and Cooling Systems - Commercial | Preferred Line Rooftop | 581JE06**********A |  | Gas/Electric Single Package Unit | 57.5 |  | 12.45 | [7 empty] | 2010-02-26 | 2013-09-11 | United States, Canada | ES_1106973_09112013093739_7622262
2190096 | Carrier Air Conditioning - Commercial | Bryant Heating and Cooling Systems - Commercial | Preferred Line Rooftop | 581JP04**********A |  | Gas/Electric Single Package Unit | 36 |  | 12.5 | [7 empty] | 2010-02-26 | 2013-09-11 | United States, Canada | ES_1106973_09112013093739_3473721
2190126 | Carrier Air Conditioning - Commercial | Bryant Heating and Cooling Systems - Commercial | Preferred Line Rooftop | 581JP05**********A |  | Gas/Electric Single Package Unit | 48.5 |  | 13 | [7 empty] | 2010-02-26 | 2013-09-11 | United States, Canada | ES_1106973_09112013093739_5661584
2190156 | Carrier Air Conditioning - Commercial | Bryant Heating and Cooling Systems - Commercial | Preferred Line Rooftop | 581JP06**********A |  | Gas/Electric Single Package Unit | 57.5 |  | 12.45 | [7 empty] | 2010-02-26 | 2013-09-11 | United States, Canada | ES_1106973_09112013093739_9552343
2190176 | Carrier Air Conditioning - Commercial | Bryant Heating and Cooling Systems - Commercial | Preferred Line Rooftop | 581J(P,E,T)07**********A |  | Gas/Electric Single Package Unit | 73 |  | 12 | 13 | [6 empty] | 2010-03-31 | 2013-09-11 | United States, Canada | ES_1106973_09112013100136_4317266
2190186 | Carrier Air Conditioning - Commercial | Bryant Heating and Cooling Systems - Commercial | Preferred Line Rooftop | 581J(P,E,T)08********(A,B)A |  | Gas/Electric Single Package Unit | 89 |  | 12 | 13 | [6 empty] | 2010-03-31 | 2013-09-11 | United States, Canada | ES_1106973_09112013100137_2776999
2190196 | Carrier Air Conditioning - Commercial | Bryant Heating and Cooling Systems - Commercial | Preferred Line Rooftop | 581J(P,E,T)08********(D,E)A |  | Gas/Electric Single Package Unit | 89 |  | 12 | 13.8 | [6 empty] | 2012-01-27 | 2013-09-11 | United States, Canada | ES_1106973_09112013100137_1669864
2190206 | Carrier Air Conditioning - Commercial | Bryant Heating and Cooling Systems - Commercial | Preferred Line Rooftop | 581J(P,E,T)09********(A,B)A |  | Gas/Electric Single Package Unit | 97 |  | 12 | 13 | [6 empty] | 2010-03-31 | 2013-09-11 | United States, Canada | ES_1106973_09112013100137_3170015
2190216 | Carrier Air Conditioning - Commercial | Bryant Heating and Cooling Systems - Commercial | Preferred Line Rooftop | 581J(P,E,T)09********(D,E)A |  | Gas/Electric Single Package Unit | 97 |  | 12 | 13.8 | [6 empty] | 2012-01-27 | 2013-09-11 | United States, Canada | ES_1106973_09112013100137_6514625
2190226 | Carrier Air Conditioning - Commercial | Bryant Heating and Cooling Systems - Commercial | Preferred Line Rooftop | 581J(P,E,T)11********(A,B)A |  | Gas/Electric Single Package Unit | 111 |  | 12 | 12.6 | [6 empty] | 2012-04-27 | 2013-09-11 | United States, Canada | ES_1106973_09112013100137_2031304
2190236 | Carrier Air Conditioning - Commercial | Bryant Heating and Cooling Systems - Commercial | Preferred Line Rooftop | 581J(P,E,T)11********(D,E)A |  | Gas/Electric Single Package Unit | 111 |  | 12 | 14.3 | [6 empty] | 2012-04-27 | 2013-09-11 | United States, Canada | ES_1106973_09112013100137_2054865
2190246 | Carrier Air Conditioning - Commercial | Bryant Heating and Cooling Systems - Commercial | Preferred Line Rooftop | 581J(P,E,T)12********(A,B)A |  | Gas/Electric Single Package Unit | 116 |  | 11.5 | 12 | [6 empty] | 2010-05-31 | 2013-09-11 | United States, Canada | ES_1106973_09112013100137_6506757
2190256 | Carrier Air Conditioning - Commercial | Bryant Heating and Cooling Systems - Commercial | Preferred Line Rooftop | 581J(P,E,T)12********(D,E)A |  | Gas/Electric Single Package Unit | 116 |  | 11.5 | 12.4 | [6 empty] | 2012-01-27 | 2013-09-11 | United States, Canada | ES_1106973_09112013100137_9045663
2190266 | Carrier Air Conditioning - Commercial | Bryant Heating and Cooling Systems - Commercial | Preferred Line Rooftop | 581J(P,E,T)14********(A,B)A |  | Gas/Electric Single Package Unit | 146 |  | 12.2 | 13 | [6 empty] | 2010-10-31 | 2013-09-11 | United States, Canada | ES_1106973_09112013100137_4184009
2190276 | Carrier Air Conditioning - Commercial | Bryant Heating and Cooling Systems - Commercial | Preferred Line Rooftop | 581J(P,E,T)14********(D,E)A |  | Gas/Electric Single Package Unit | 146 |  | 12.2 | 13.9 | [6 empty] | 2012-01-27 | 2013-09-11 | United States, Canada | ES_1106973_09112013100137_8121786
2190086 | Carrier Air Conditioning - Commercial | Bryant Heating and Cooling Systems - Commercial | Preferred Line Rooftop | 581JT04**********A |  | Gas/Electric Single Package Unit | 36 |  | 12.5 | [7 empty] | 2010-02-26 | 2013-09-11 | United States, Canada | ES_1106973_09112013093739_9588307
2190116 | Carrier Air Conditioning - Commercial | Bryant Heating and Cooling Systems - Commercial | Preferred Line Rooftop | 581JT05**********A |  | Gas/Electric Single Package Unit | 48.5 |  | 13 | [7 empty] | 2010-02-26 | 2013-09-11 | United States, Canada | ES_1106973_09112013093739_1296909
2190146 | Carrier Air Conditioning - Commercial | Bryant Heating and Cooling Systems - Commercial | Preferred Line Rooftop | 581JT06**********A |  | Gas/Electric Single Package Unit | 57.5 |  | 12.45 | [7 empty] | 2010-02-26 | 2013-09-11 | United States, Canada | ES_1106973_09112013093739_3752487
2190085 | Carrier Air Conditioning - Commercial | Carrier Air Conditioning - Commercial | Weathermaster Rooftop with Puron Refrigerant | 48HC**04***1A* |  | Gas/Electric Single Package Unit | 36 |  | 12.5 | [7 empty] | 2010-02-26 | 2013-09-11 | United States, Canada | ES_1106973_09112013093739_5948289
2190095 | Carrier Air Conditioning - Commercial | Carrier Air Conditioning - Commercial | Weathermaster Rooftop with Puron Refrigerant | 48HC**04***5A* |  | Gas/Electric Single Package Unit | 36 |  | 12.5 | [7 empty] | 2010-02-26 | 2013-09-11 | United States, Canada | ES_1106973_09112013093739_1863093
2190105 | Carrier Air Conditioning - Commercial | Carrier Air Conditioning - Commercial | Weathermaster Rooftop with Puron Refrigerant | 48HC**04***6A* |  | Gas/Electric Single Package Unit | 36 |  | 12.5 | [7 empty] | 2010-02-26 | 2013-09-11 | United States, Canada | ES_1106973_09112013093739_8327528
2190115 | Carrier Air Conditioning - Commercial | Carrier Air Conditioning - Commercial | Weathermaster Rooftop with Puron Refrigerant | 48HC**05***1A* |  | Gas/Electric Single Package Unit | 48.5 |  | 13 | [7 empty] | 2010-02-26 | 2013-09-11 | United States, Canada | ES_1106973_09112013093739_4506996
2190125 | Carrier Air Conditioning - Commercial | Carrier Air Conditioning - Commercial | Weathermaster Rooftop with Puron Refrigerant | 48HC**05***5A* |  | Gas/Electric Single Package Unit | 48.5 |  | 13 | [7 empty] | 2010-02-26 | 2013-09-11 | United States, Canada | ES_1106973_09112013093739_6338285
2190135 | Carrier Air Conditioning - Commercial | Carrier Air Conditioning - Commercial | Weathermaster Rooftop with Puron Refrigerant | 48HC**05***6A* |  | Gas/Electric Single Package Unit | 48.5 |  | 13 | [7 empty] | 2010-02-26 | 2013-09-11 | United States, Canada | ES_1106973_09112013093739_9504223
2190145 | Carrier Air Conditioning - Commercial | Carrier Air Conditioning - Commercial | Weathermaster Rooftop with Puron Refrigerant | 48HC**06***1A* |  | Gas/Electric Single Package Unit | 57.5 |  | 12.45 | [7 empty] | 2010-02-26 | 2013-09-11 | United States, Canada | ES_1106973_09112013093739_9275264
2190155 | Carrier Air Conditioning - Commercial | Carrier Air Conditioning - Commercial | Weathermaster Rooftop with Puron Refrigerant | 48HC**06***5A* |  | Gas/Electric Single Package Unit | 57.5 |  | 12.45 | [7 empty] | 2010-02-26 | 2013-09-11 | United States, Canada | ES_1106973_09112013093739_7581940
2190165 | Carrier Air Conditioning - Commercial | Carrier Air Conditioning - Commercial | Weathermaster Rooftop with Puron Refrigerant | 48HC**06***6A* |  | Gas/Electric Single Package Unit | 57.5 |  | 12.45 | [7 empty] | 2010-02-26 | 2013-09-11 | United States, Canada | ES_1106973_09112013093739_9715263
2190175 | Carrier Air Conditioning - Commercial | Carrier Air Conditioning - Commercial | Weathermaster Rooftop with Puron Refrigerant | 48HC**07***(5,6,1)A* |  | Gas/Electric Single Package Unit | 73 |  | 12 | 13 | [6 empty] | 2010-03-31 | 2013-09-11 | United States, Canada | ES_1106973_09112013100136_4278130
2190185 | Carrier Air Conditioning - Commercial | Carrier Air Conditioning - Commercial | Weathermaster Rooftop with Puron Refrigerant | 48HC**08***(5,6,1)A***(A,B,C,D,E,F)* |  | Gas/Electric Single Package Unit | 89 |  | 12 | 13 | [6 empty] | 2010-03-31 | 2013-09-11 | United States, Canada | ES_1106973_09112013100137_1357301
2190195 | Carrier Air Conditioning - Commercial | Carrier Air Conditioning - Commercial | Weathermaster Rooftop with Puron Refrigerant | 48HC**08***(5,6,1)A***(G,H,J,K,L,M)* |  | Gas/Electric Single Package Unit | 89 |  | 12 | 13.8 | [6 empty] | 2012-01-27 | 2013-09-11 | United States, Canada | ES_1106973_09112013100137_1241126
2190205 | Carrier Air Conditioning - Commercial | Carrier Air Conditioning - Commercial | Weathermaster Rooftop with Puron Refrigerant | 48HC**09***(5,6,1)A***(A,B,C,D,E,F)* |  | Gas/Electric Single Package Unit | 97 |  | 12 | 13 | [6 empty] | 2010-03-31 | 2013-09-11 | United States, Canada | ES_1106973_09112013100137_1346336
2190215 | Carrier Air Conditioning - Commercial | Carrier Air Conditioning - Commercial | Weathermaster Rooftop with Puron Refrigerant | 48HC**09***(5,6,1)A***(G,H,J,K,L,M)* |  | Gas/Electric Single Package Unit | 97 |  | 12 | 13.8 | [6 empty] | 2012-01-27 | 2013-09-11 | United States, Canada | ES_1106973_09112013100137_8904754
2190225 | Carrier Air Conditioning - Commercial | Carrier Air Conditioning - Commercial | Weathermaster Rooftop with Puron Refrigerant | 48HC**11***(5,6,1)A***(A,B,C,D,E,F)* |  | Gas/Electric Single Package Unit | 111 |  | 12 | 12.6 | [6 empty] | 2012-04-27 | 2013-09-11 | United States, Canada | ES_1106973_09112013100137_2815614
2190235 | Carrier Air Conditioning - Commercial | Carrier Air Conditioning - Commercial | Weathermaster Rooftop with Puron Refrigerant | 48HC**11***(5,6,1)A***(G,H,J,K,L,M)* |  | Gas/Electric Single Package Unit | 111 |  | 12 | 14.3 | [6 empty] | 2012-04-27 | 2013-09-11 | United States, Canada | ES_1106973_09112013100137_4286485
2190245 | Carrier Air Conditioning - Commercial | Carrier Air Conditioning - Commercial | Weathermaster Rooftop with Puron Refrigerant | 48HC**12***(5,6,1)A***(A,B,C,D,E,F)* |  | Gas/Electric Single Package Unit | 116 |  | 11.5 | 12 | [6 empty] | 2010-05-31 | 2013-09-11 | United States, Canada | ES_1106973_09112013100137_5717128
2190255 | Carrier Air Conditioning - Commercial | Carrier Air Conditioning - Commercial | Weathermaster Rooftop with Puron Refrigerant | 48HC**12***(5,6,1)A***(G,H,J,K,L,M)* |  | Gas/Electric Single Package Unit | 116 |  | 11.5 | 12.4 | [6 empty] | 2012-01-27 | 2013-09-11 | United States, Canada | ES_1106973_09112013100137_9134146
2190265 | Carrier Air Conditioning - Commercial | Carrier Air Conditioning - Commercial | Weathermaster Rooftop with Puron Refrigerant | 48HC**14***(5,6,1)A***(A,B,C,D,E,F)* |  | Gas/Electric Single Package Unit | 146 |  | 12.2 | 13 | [6 empty] | 2010-10-31 | 2013-09-11 | United States, Canada | ES_1106973_09112013100137_9568863
2190275 | Carrier Air Conditioning - Commercial | Carrier Air Conditioning - Commercial | Weathermaster Rooftop with Puron Refrigerant | 48HC**14***(5,6,1)A***(G,H,J,K,L,M)* |  | Gas/Electric Single Package Unit | 146 |  | 12.2 | 13.9 | [6 empty] | 2012-01-27 | 2013-09-11 | United States, Canada | ES_1106973_09112013100137_6769469
2190446 | Carrier Air Conditioning - Commercial | Carrier Air Conditioning - Commercial | Weathermaster Rooftop with Puron Refrigerant | 50HC**04***1A* |  | Single Package AC | 36 |  | 12.5 | [7 empty] | 2010-08-31 | 2013-09-11 | United States, Canada | ES_1106973_09112013101803_5785013
2190456 | Carrier Air Conditioning - Commercial | Carrier Air Conditioning - Commercial | Weathermaster Rooftop with Puron Refrigerant | 50HC**04***5A* |  | Single Package AC | 36 |  | 12.5 | [7 empty] | 2010-08-31 | 2013-09-11 | United States, Canada | ES_1106973_09112013101803_1296343
2190466 | Carrier Air Conditioning - Commercial | Carrier Air Conditioning - Commercial | Weathermaster Rooftop with Puron Refrigerant | 50HC**04***6A* |  | Single Package AC | 36 |  | 12.5 | [7 empty] | 2010-08-31 | 2013-09-11 | United States, Canada | ES_1106973_09112013101803_6481847
2190476 | Carrier Air Conditioning - Commercial | Carrier Air Conditioning - Commercial | Weathermaster Rooftop with Puron Refrigerant | 50HC**05***1A* |  | Single Package AC | 48.5 |  | 13 | [7 empty] | 2010-08-31 | 2013-09-11 | United States, Canada | ES_1106973_09112013101803_5705691
2190296 | Carrier Air Conditioning - Commercial | Carrier Air Conditioning - Commercial | Weathermaster Rooftop with Puron Refrigerant | 50HC**05***5A* |  | Single Package AC | 48.5 |  | 13 | [7 empty] | 2010-08-31 | 2013-09-11 | United States, Canada | ES_1106973_09112013101803_4664606
2190306 | Carrier Air Conditioning - Commercial | Carrier Air Conditioning - Commercial | Weathermaster Rooftop with Puron Refrigerant | 50HC**05***6A* |  | Single Package AC | 48.5 |  | 13 | [7 empty] | 2010-08-31 | 2013-09-11 | United States, Canada | ES_1106973_09112013101803_3114249
2190316 | Carrier Air Conditioning - Commercial | Carrier Air Conditioning - Commercial | Weathermaster Rooftop with Puron Refrigerant | 50HC**06***1A* |  | Single Package AC | 57.5 |  | 12.45 | [7 empty] | 2010-08-31 | 2013-09-11 | United States, Canada | ES_1106973_09112013101803_3208927
2190326 | Carrier Air Conditioning - Commercial | Carrier Air Conditioning - Commercial | Weathermaster Rooftop with Puron Refrigerant | 50HC**06***5A* |  | Single Package AC | 57.5 |  | 12.45 | [7 empty] | 2010-08-31 | 2013-09-11 | United States, Canada | ES_1106973_09112013101803_6409659
2190336 | Carrier Air Conditioning - Commercial | Carrier Air Conditioning - Commercial | Weathermaster Rooftop with Puron Refrigerant | 50HC**06***6A* |  | Single Package AC | 57.5 |  | 12.45 | [7 empty] | 2010-08-31 | 2013-09-11 | United States, Canada | ES_1106973_09112013101804_9896224
2190631 | Carrier Air Conditioning - Commercial | Carrier Air Conditioning - Commercial | Weathermaster Rooftop with Puron Refrigerant | 50HC**07***(5,6,1)A* |  | Single Package AC | 73 |  | 12.2 | 13.2 | [6 empty] | 2010-03-31 | 2013-09-11 | United States, Canada | ES_1106973_09112013110714_5722286
2190641 | Carrier Air Conditioning - Commercial | Carrier Air Conditioning - Commercial | Weathermaster Rooftop with Puron Refrigerant | 50HC**08***(5,6,1)A***(A,B,C,D,E,F)* |  | Single Package AC | 89 |  | 12.2 | 13.2 | [6 empty] | 2010-03-31 | 2013-09-11 | United States, Canada | ES_1106973_09112013110714_9401298
2190651 | Carrier Air Conditioning - Commercial | Carrier Air Conditioning - Commercial | Weathermaster Rooftop with Puron Refrigerant | 50HC**08***(5,6,1)A***(G,H,J,K,L,M)* |  | Single Package AC | 89 |  | 12.2 | 14 | [6 empty] | 2012-01-27 | 2013-09-11 | United States, Canada | ES_1106973_09112013110714_7681448
2190661 | Carrier Air Conditioning - Commercial | Carrier Air Conditioning - Commercial | Weathermaster Rooftop with Puron Refrigerant | 50HC**09***(5,6,1)A***(A,B,C,D,E,F)* |  | Single Package AC | 97 |  | 12.2 | 13.2 | [6 empty] | 2010-03-31 | 2013-09-11 | United States, Canada | ES_1106973_09112013110714_8208984
2190671 | Carrier Air Conditioning - Commercial | Carrier Air Conditioning - Commercial | Weathermaster Rooftop with Puron Refrigerant | 50HC**09***(5,6,1)A***(G,H,J,K,L,M)* |  | Single Package AC | 97 |  | 12.2 | 14 | [6 empty] | 2012-01-27 | 2013-09-11 | United States, Canada | ES_1106973_09112013110715_2958080
2190681 | Carrier Air Conditioning - Commercial | Carrier Air Conditioning - Commercial | Weathermaster Rooftop with Puron Refrigerant | 50HC**11***(5,6,1)A***(A,B,C,D,E,F)* |  | Single Package AC | 111 |  | 12.2 | 12.8 | [6 empty] | 2012-04-27 | 2013-09-11 | United States, Canada | ES_1106973_09112013110715_6491579
2190691 | Carrier Air Conditioning - Commercial | Carrier Air Conditioning - Commercial | Weathermaster Rooftop with Puron Refrigerant | 50HC**11***(5,6,1)A***(G,H,J,K,L,M)* |  | Single Package AC | 111 |  | 12.2 | 14.5 | [6 empty] | 2012-04-27 | 2013-09-11 | United States, Canada | ES_1106973_09112013110715_8059859
2190701 | Carrier Air Conditioning - Commercial | Carrier Air Conditioning - Commercial | Weathermaster Rooftop with Puron Refrigerant | 50HC**12***(5,6,1)A***(A,B,C,D,E,F)* |  | Single Package AC | 117 |  | 11.7 | 12.2 | [6 empty] | 2010-05-31 | 2013-09-11 | United States, Canada | ES_1106973_09112013110715_1482008
2190711 | Carrier Air Conditioning - Commercial | Carrier Air Conditioning - Commercial | Weathermaster Rooftop with Puron Refrigerant | 50HC**12***(5,6,1)A***(G,H,J,K,L,M)* |  | Single Package AC | 117 |  | 11.7 | 12.6 | [6 empty] | 2012-01-27 | 2013-09-11 | United States, Canada | ES_1106973_09112013110715_4717128
2190721 | Carrier Air Conditioning - Commercial | Carrier Air Conditioning - Commercial | Weathermaster Rooftop with Puron Refrigerant | 50HC**14***(5,6,1)A***(A,B,C,D,E,F)* |  | Single Package AC | 146 |  | 12.4 | 13.2 | [6 empty] | 2010-10-31 | 2013-09-11 | United States, Canada | ES_1106973_09112013110715_1452077
2190731 | Carrier Air Conditioning - Commercial | Carrier Air Conditioning - Commercial | Weathermaster Rooftop with Puron Refrigerant | 50HC**14***(5,6,1)A***(G,H,J,K,L,M)* |  | Single Package AC | 146 |  | 12.4 | 14.1 | [6 empty] | 2012-01-27 | 2013-09-11 | United States, Canada | ES_1106973_09112013110715_7867970
2190354 | Carrier Air Conditioning - Commercial | Carrier Air Conditioning - Commercial | Weathermaster Rooftop with Puron Refrigerant | 50HCQ*04***1A* |  | Single Package HP | 36.4 |  | 12.7 | [7 empty] | 2010-08-31 | 2013-09-11 | United States, Canada | ES_1106973_09112013104126_5153846
2190364 | Carrier Air Conditioning - Commercial | Carrier Air Conditioning - Commercial | Weathermaster Rooftop with Puron Refrigerant | 50HCQ*04***5A* |  | Single Package HP | 36.4 |  | 12.7 | [7 empty] | 2010-08-31 | 2013-09-11 | United States, Canada | ES_1106973_09112013104126_1807257
2190374 | Carrier Air Conditioning - Commercial | Carrier Air Conditioning - Commercial | Weathermaster Rooftop with Puron Refrigerant | 50HCQ*04***6A* |  | Single Package HP | 36.4 |  | 12.7 | [7 empty] | 2010-08-31 | 2013-09-11 | United States, Canada | ES_1106973_09112013104126_9903208
2190384 | Carrier Air Conditioning - Commercial | Carrier Air Conditioning - Commercial | Weathermaster Rooftop with Puron Refrigerant | 50HCQ*05***1A* |  | Single Package HP | 47 |  | 12.8 | [7 empty] | 2010-08-31 | 2013-09-11 | United States, Canada | ES_1106973_09112013104126_5942785
2190349 | Carrier Air Conditioning - Commercial | Carrier Air Conditioning - Commercial | Weathermaster Rooftop with Puron Refrigerant | 50HCQ*05***5A* |  | Single Package HP | 47 |  | 12.8 | [7 empty] | 2010-08-31 | 2013-09-11 | United States, Canada | ES_1106973_09112013104127_5474265
2190485 | Carrier Air Conditioning - Commercial | Carrier Air Conditioning - Commercial | Weathermaster Rooftop with Puron Refrigerant | 50HCQ*05***6A* |  | Single Package HP | 47 |  | 12.8 | [7 empty] | 2010-08-31 | 2013-09-11 | United States, Canada | ES_1106973_09112013104127_4154104
2190495 | Carrier Air Conditioning - Commercial | Carrier Air Conditioning - Commercial | Weathermaster Rooftop with Puron Refrigerant | 50HCQ*06***1A* |  | Single Package HP | 58.5 |  | 12.5 | [7 empty] | 2010-08-31 | 2013-09-11 | United States, Canada | ES_1106973_09112013104127_3683096
2190505 | Carrier Air Conditioning - Commercial | Carrier Air Conditioning - Commercial | Weathermaster Rooftop with Puron Refrigerant | 50HCQ*06***5A* | 50HCQ*06***5A*,50HCQ*06***5A*, | Single Package HP | 58.5 |  | 12.5 | [7 empty] | 2010-08-31 | 2013-09-11 | United States, Canada | ES_1106973_09112013104127_6262184
2190515 | Carrier Air Conditioning - Commercial | Carrier Air Conditioning - Commercial | Weathermaster Rooftop with Puron Refrigerant | 50HCQ*06***6A* |  | Single Package HP | 58.5 |  | 12.5 | [7 empty] | 2010-08-31 | 2013-09-11 | United States, Canada | ES_1106973_09112013104127_8882801
2190525 | Carrier Air Conditioning - Commercial | Carrier Air Conditioning - Commercial | Weathermaster Rooftop with Puron Refrigerant | 50HCQ*07***(5,6,1)A* |  | Single Package HP | 72 |  | 12 | 12.8 | [6 empty] | 2010-08-31 | 2013-09-11 | United States, Canada | ES_1106973_09112013104505_2861835
2190535 | Carrier Air Conditioning - Commercial | Carrier Air Conditioning - Commercial | Weathermaster Rooftop with Puron Refrigerant | 50HCQ*08***(5,6,1)A***(A,C,D,F)* |  | Single Package HP | 90 |  | 12.1 | 12.9 | [6 empty] | 2010-08-31 | 2013-09-11 | United States, Canada | ES_1106973_09112013104505_6824791
2190545 | Carrier Air Conditioning - Commercial | Carrier Air Conditioning - Commercial | Weathermaster Rooftop with Puron Refrigerant | 50HCQ*08***(5,6,1)A***(G,J,K,M)* |  | Single Package HP | 90 |  | 12.1 | 13.7 | [6 empty] | 2012-01-27 | 2013-09-11 | United States, Canada | ES_1106973_09112013104506_9735753
2190555 | Carrier Air Conditioning - Commercial | Carrier Air Conditioning - Commercial | Weathermaster Rooftop with Puron Refrigerant | 50HCQ*09***(5,6,1)A***(A,C,D,F)* |  | Single Package HP | 100 |  | 12 | 12.5 | [6 empty] | 2010-08-31 | 2013-09-11 | United States, Canada | ES_1106973_09112013104506_9431538
2190565 | Carrier Air Conditioning - Commercial | Carrier Air Conditioning - Commercial | Weathermaster Rooftop with Puron Refrigerant | 50HCQ*09***(5,6,1)A***(G,J,K,M)* |  | Single Package HP | 100 |  | 12 | 12.9 | [6 empty] | 2012-01-27 | 2013-09-11 | United States, Canada | ES_1106973_09112013104506_6436213
2190575 | Carrier Air Conditioning - Commercial | Carrier Air Conditioning - Commercial | Weathermaster Rooftop with Puron Refrigerant | 50HCQ*12***(5,6,1)A***(A,C,D,F)* |  | Single Package HP | 119 |  | 12.3 | 13 | [6 empty] | 2012-11-30 | 2013-09-11 | United States, Canada | ES_1106973_09112013104506_5565081
2190585 | Carrier Air Conditioning - Commercial | Carrier Air Conditioning - Commercial | Weathermaster Rooftop with Puron Refrigerant | 50HCQ*12***(5,6,1)A***(G,J,K,M)* |  | Single Package HP | 119 |  | 12.3 | 13.6 | [6 empty] | 2012-01-27 | 2013-09-11 | United States, Canada | ES_1106973_09112013104506_8478010
2295814 | Carrier Air Conditioning - Commercial | CARRIER CORPORATION | CARRIER WEATHEREXPERT | 48LC**07***1A* |  | Gas/Electric Single Package Unit | 70 |  | 13 | 20.3 | [6 empty] | 2013-08-16 | 2017-05-12 | United States, Canada | ES_1106973_05122017101248_1685066
2295815 | Carrier Air Conditioning - Commercial | CARRIER CORPORATION | CARRIER WEATHEREXPERT | 48LC**07***5A* |  | Gas/Electric Single Package Unit | 70 |  | 13 | 20.3 | [6 empty] | 2013-08-16 | 2017-05-12 | United States, Canada | ES_1106973_05122017101248_6477416
2295816 | Carrier Air Conditioning - Commercial | CARRIER CORPORATION | CARRIER WEATHEREXPERT | 48LC**07***6A* |  | Gas/Electric Single Package Unit | 70 |  | 13 | 20.3 | [6 empty] | 2013-08-16 | 2017-05-12 | United States, Canada | ES_1106973_05122017101248_3412379
2295817 | Carrier Air Conditioning - Commercial | CARRIER CORPORATION | CARRIER WEATHEREXPERT | 48LC**08*1*1A* |  | Gas/Electric Single Package Unit | 89 |  | 13 | 19.4 | [6 empty] | 2013-08-16 | 2017-05-12 | United States, Canada | ES_1106973_05122017101248_4487804
2295818 | Carrier Air Conditioning - Commercial | CARRIER CORPORATION | CARRIER WEATHEREXPERT | 48LC**08*1*5A* |  | Gas/Electric Single Package Unit | 89 |  | 13 | 19.4 | [6 empty] | 2013-08-16 | 2017-05-12 | United States, Canada | ES_1106973_05122017101248_9110840
2295819 | Carrier Air Conditioning - Commercial | CARRIER CORPORATION | CARRIER WEATHEREXPERT | 48LC**08*1*6A* |  | Gas/Electric Single Package Unit | 89 |  | 13 | 19.4 | [6 empty] | 2013-08-16 | 2017-05-12 | United States, Canada | ES_1106973_05122017101248_5162923
2295820 | Carrier Air Conditioning - Commercial | CARRIER CORPORATION | CARRIER WEATHEREXPERT | 48LC**08*2*1A* |  | Gas/Electric Single Package Unit | 89 |  | 12.8 | 19 | [6 empty] | 2013-08-16 | 2017-05-12 | United States, Canada | ES_1106973_05122017101248_6707487
2295821 | Carrier Air Conditioning - Commercial | CARRIER CORPORATION | CARRIER WEATHEREXPERT | 48LC**08*2*5A* |  | Gas/Electric Single Package Unit | 89 |  | 12.8 | 19 | [6 empty] | 2013-08-16 | 2017-05-12 | United States, Canada | ES_1106973_05122017101248_5803751
2295822 | Carrier Air Conditioning - Commercial | CARRIER CORPORATION | CARRIER WEATHEREXPERT | 48LC**08*2*6A* |  | Gas/Electric Single Package Unit | 89 |  | 12.8 | 19 | [6 empty] | 2013-08-16 | 2017-05-12 | United States, Canada | ES_1106973_05122017101248_2988898
2295823 | Carrier Air Conditioning - Commercial | CARRIER CORPORATION | CARRIER WEATHEREXPERT | 48LC**08*3*1A* |  | Gas/Electric Single Package Unit | 89 |  | 12.8 | 19 | [6 empty] | 2013-08-16 | 2017-05-12 | United States, Canada | ES_1106973_05122017101248_3261572
2295824 | Carrier Air Conditioning - Commercial | CARRIER CORPORATION | CARRIER WEATHEREXPERT | 48LC**08*3*5A* |  | Gas/Electric Single Package Unit | 89 |  | 12.8 | 19 | [6 empty] | 2013-08-16 | 2017-05-12 | United States, Canada | ES_1106973_05122017101248_4005935
2295825 | Carrier Air Conditioning - Commercial | CARRIER CORPORATION | CARRIER WEATHEREXPERT | 48LC**08*3*6A* |  | Gas/Electric Single Package Unit | 89 |  | 12.8 | 19 | [6 empty] | 2013-08-16 | 2017-05-12 | United States, Canada | ES_1106973_05122017101248_4293637
2295826 | Carrier Air Conditioning - Commercial | CARRIER CORPORATION | CARRIER WEATHEREXPERT | 48LC**08*4*1A* |  | Gas/Electric Single Package Unit | 89 |  | 12.8 | 18.9 | [6 empty] | 2013-08-16 | 2017-05-12 | United States, Canada | ES_1106973_05122017101248_5262769
2295827 | Carrier Air Conditioning - Commercial | CARRIER CORPORATION | CARRIER WEATHEREXPERT | 48LC**08*4*5A* |  | Gas/Electric Single Package Unit | 89 |  | 12.8 | 18.9 | [6 empty] | 2013-08-16 | 2017-05-12 | United States, Canada | ES_1106973_05122017101248_4696068
2295828 | Carrier Air Conditioning - Commercial | CARRIER CORPORATION | CARRIER WEATHEREXPERT | 48LC**08*4*6A* |  | Gas/Electric Single Package Unit | 89 |  | 12.8 | 18.9 | [6 empty] | 2013-08-16 | 2017-05-12 | United States, Canada | ES_1106973_05122017101248_3681098
2295829 | Carrier Air Conditioning - Commercial | CARRIER CORPORATION | CARRIER WEATHEREXPERT | 48LC**09***1A* |  | Gas/Electric Single Package Unit | 101 |  | 13.2 | 19.8 | [6 empty] | 2013-08-16 | 2017-05-12 | United States, Canada | ES_1106973_05122017101248_4927843
2295830 | Carrier Air Conditioning - Commercial | CARRIER CORPORATION | CARRIER WEATHEREXPERT | 48LC**09***5A* |  | Gas/Electric Single Package Unit | 101 |  | 13.2 | 19.8 | [6 empty] | 2013-08-16 | 2017-05-12 | United States, Canada | ES_1106973_05122017101248_8705670
2295831 | Carrier Air Conditioning - Commercial | CARRIER CORPORATION | CARRIER WEATHEREXPERT | 48LC**09***6A* |  | Gas/Electric Single Package Unit | 101 |  | 13.2 | 19.8 | [6 empty] | 2013-08-16 | 2017-05-12 | United States, Canada | ES_1106973_05122017101248_5040371
2295832 | Carrier Air Conditioning - Commercial | CARRIER CORPORATION | CARRIER WEATHEREXPERT | 48LC**12***1A* |  | Gas/Electric Single Package Unit | 116 |  | 13 | 20.3 | [6 empty] | 2013-08-16 | 2017-05-12 | United States, Canada | ES_1106973_05122017101248_4784699
2295833 | Carrier Air Conditioning - Commercial | CARRIER CORPORATION | CARRIER WEATHEREXPERT | 48LC**12***5A* |  | Gas/Electric Single Package Unit | 116 |  | 13 | 20.3 | [6 empty] | 2013-08-16 | 2017-05-12 | United States, Canada | ES_1106973_05122017101248_5480372
2295834 | Carrier Air Conditioning - Commercial | CARRIER CORPORATION | CARRIER WEATHEREXPERT | 48LC**12***6A* |  | Gas/Electric Single Package Unit | 116 |  | 13 | 20.3 | [6 empty] | 2013-08-16 | 2017-05-12 | United States, Canada | ES_1106973_05122017101248_5695666
2295865 | Carrier Air Conditioning - Commercial | CARRIER CORPORATION | CARRIER WEATHEREXPERT | 48LC**14*(1,3,4)*1A* |  | Gas/Electric Single Package Unit | 146 |  | 12.4 | 19.1 | [6 empty] | 2013-08-16 | 2017-05-12 | United States, Canada | ES_1106973_05122017101249_2739830
2295866 | Carrier Air Conditioning - Commercial | CARRIER CORPORATION | CARRIER WEATHEREXPERT | 48LC**14*(1,3,4)*5A* |  | Gas/Electric Single Package Unit | 146 |  | 12.4 | 19.1 | [6 empty] | 2013-08-16 | 2017-05-12 | United States, Canada | ES_1106973_05122017101249_1386169
2295867 | Carrier Air Conditioning - Commercial | CARRIER CORPORATION | CARRIER WEATHEREXPERT | 48LC**14*(1,3,4)*6A* |  | Gas/Electric Single Package Unit | 146 |  | 12.4 | 19.1 | [6 empty] | 2013-08-16 | 2017-05-12 | United States, Canada | ES_1106973_05122017101249_5924496
2295871 | Carrier Air Conditioning - Commercial | CARRIER CORPORATION | CARRIER WEATHEREXPERT | 48LC**14*2*1A* |  | Gas/Electric Single Package Unit | 146 |  | 12.3 | 18.9 | [6 empty] | 2013-08-16 | 2017-05-12 | United States, Canada | ES_1106973_05122017101249_3044286
2295872 | Carrier Air Conditioning - Commercial | CARRIER CORPORATION | CARRIER WEATHEREXPERT | 48LC**14*2*5A* |  | Gas/Electric Single Package Unit | 146 |  | 12.3 | 18.9 | [6 empty] | 2013-08-16 | 2017-05-12 | United States, Canada | ES_1106973_05122017101249_7555148
2295873 | Carrier Air Conditioning - Commercial | CARRIER CORPORATION | CARRIER WEATHEREXPERT | 48LC**14*2*6A* |  | Gas/Electric Single Package Unit | 146 |  | 12.3 | 18.9 | [6 empty] | 2013-08-16 | 2017-05-12 | United States, Canada | ES_1106973_05122017101249_3171259
2295868 | Carrier Air Conditioning - Commercial | CARRIER CORPORATION | CARRIER WEATHEREXPERT | 48LC**14*(5,7,8)*1A* |  | Gas/Electric Single Package Unit | 146 |  | 12 | 18.3 | [6 empty] | 2013-08-16 | 2017-05-12 | United States, Canada | ES_1106973_05122017101249_2002652
2295869 | Carrier Air Conditioning - Commercial | CARRIER CORPORATION | CARRIER WEATHEREXPERT | 48LC**14*(5,7,8)*5A* |  | Gas/Electric Single Package Unit | 146 |  | 12 | 18.3 | [6 empty] | 2013-08-16 | 2017-05-12 | United States, Canada | ES_1106973_05122017101249_6188042
2295870 | Carrier Air Conditioning - Commercial | CARRIER CORPORATION | CARRIER WEATHEREXPERT | 48LC**14*(5,7,8)*6A* |  | Gas/Electric Single Package Unit | 146 |  | 12 | 18.3 | [6 empty] | 2013-08-16 | 2017-05-12 | United States, Canada | ES_1106973_05122017101249_3042402
2295874 | Carrier Air Conditioning - Commercial | CARRIER CORPORATION | CARRIER WEATHEREXPERT | 48LC**14*6*1A* |  | Gas/Electric Single Package Unit | 146 |  | 11.8 | 18.1 | [6 empty] | 2013-08-16 | 2017-05-12 | United States, Canada | ES_1106973_05122017101249_7424142
2295875 | Carrier Air Conditioning - Commercial | CARRIER CORPORATION | CARRIER WEATHEREXPERT | 48LC**14*6*5A* |  | Gas/Electric Single Package Unit | 146 |  | 11.8 | 18.1 | [6 empty] | 2013-08-16 | 2017-05-12 | United States, Canada | ES_1106973_05122017101249_3237439
2295876 | Carrier Air Conditioning - Commercial | CARRIER CORPORATION | CARRIER WEATHEREXPERT | 48LC**14*6*6A* |  | Gas/Electric Single Package Unit | 146 |  | 11.8 | 18.1 | [6 empty] | 2013-08-16 | 2017-05-12 | United States, Canada | ES_1106973_05122017101249_7174008
2295877 | Carrier Air Conditioning - Commercial | CARRIER CORPORATION | CARRIER WEATHEREXPERT | 48LC**17*(1,2,3,4)*1A* |  | Gas/Electric Single Package Unit | 174 |  | 12.5 | 18.4 | [6 empty] | 2013-08-16 | 2017-05-12 | United States, Canada | ES_1106973_05122017101249_1408268
2295878 | Carrier Air Conditioning - Commercial | CARRIER CORPORATION | CARRIER WEATHEREXPERT | 48LC**17*(1,2,3,4)*5A* |  | Gas/Electric Single Package Unit | 172 |  | 12.5 | 18.4 | [6 empty] | 2013-08-16 | 2017-05-12 | United States, Canada | ES_1106973_05122017101249_2469322
2295879 | Carrier Air Conditioning - Commercial | CARRIER CORPORATION | CARRIER WEATHEREXPERT | 48LC**17*(1,2,3,4)*6A* |  | Gas/Electric Single Package Unit | 174 |  | 12.5 | 18.4 | [6 empty] | 2013-08-16 | 2017-05-12 | United States, Canada | ES_1106973_05122017101249_3041776
2295880 | Carrier Air Conditioning - Commercial | CARRIER CORPORATION | CARRIER WEATHEREXPERT | 48LC**17*(5,6,7,8)*1A* |  | Gas/Electric Single Package Unit | 172 |  | 11.8 | 17.2 | [6 empty] | 2013-08-16 | 2017-05-12 | United States, Canada | ES_1106973_05122017101249_7793085
2295881 | Carrier Air Conditioning - Commercial | CARRIER CORPORATION | CARRIER WEATHEREXPERT | 48LC**17*(5,6,7,8)*5A* |  | Gas/Electric Single Package Unit | 170 |  | 11.8 | 17.2 | [6 empty] | 2013-08-16 | 2017-05-12 | United States, Canada | ES_1106973_05122017101249_4449535
2295882 | Carrier Air Conditioning - Commercial | CARRIER CORPORATION | CARRIER WEATHEREXPERT | 48LC**17*(5,6,7,8)*6A* |  | Gas/Electric Single Package Unit | 172 |  | 11.8 | 17.2 | [6 empty] | 2013-08-16 | 2017-05-12 | United States, Canada | ES_1106973_05122017101249_4888788
2295883 | Carrier Air Conditioning - Commercial | CARRIER CORPORATION | CARRIER WEATHEREXPERT | 48LC**20*(1,2,3,4)*1A* |  | Gas/Electric Single Package Unit | 192 |  | 12 | 17.5 | [6 empty] | 2013-08-16 | 2017-05-12 | United States, Canada | ES_1106973_05122017101249_8028215
2295884 | Carrier Air Conditioning - Commercial | CARRIER CORPORATION | CARRIER WEATHEREXPERT | 48LC**20*(1,2,3,4)*5A* |  | Gas/Electric Single Package Unit | 192 |  | 12 | 17.5 | [6 empty] | 2013-08-16 | 2017-05-12 | United States, Canada | ES_1106973_05122017101249_9388119
2295885 | Carrier Air Conditioning - Commercial | CARRIER CORPORATION | CARRIER WEATHEREXPERT | 48LC**20*(1,2,3,4)*6A* |  | Gas/Electric Single Package Unit | 192 |  | 12 | 17.5 | [6 empty] | 2013-08-16 | 2017-05-12 | United States, Canada | ES_1106973_05122017101249_8542822
2295886 | Carrier Air Conditioning - Commercial | CARRIER CORPORATION | CARRIER WEATHEREXPERT | 48LC**24*(1,2,3)*1A* |  | Gas/Electric Single Package Unit | 232 |  | 12 | 18 | [6 empty] | 2013-08-16 | 2017-05-12 | United States, Canada | ES_1106973_05122017101249_1268294
2295887 | Carrier Air Conditioning - Commercial | CARRIER CORPORATION | CARRIER WEATHEREXPERT | 48LC**24*(1,2,3)*5A* |  | Gas/Electric Single Package Unit | 230 |  | 12 | 18 | [6 empty] | 2013-08-16 | 2017-05-12 | United States, Canada | ES_1106973_05122017101249_1580094
2295888 | Carrier Air Conditioning - Commercial | CARRIER CORPORATION | CARRIER WEATHEREXPERT | 48LC**24*(1,2,3)*6A* |  | Gas/Electric Single Package Unit | 232 |  | 12 | 18 | [6 empty] | 2013-08-16 | 2017-05-12 | United States, Canada | ES_1106973_05122017101249_6712324
2295892 | Carrier Air Conditioning - Commercial | CARRIER CORPORATION | CARRIER WEATHEREXPERT | 50LC0*14*(1,3,4)*1A* |  | Single Package AC | 146 |  | 12.6 | 19.3 | [6 empty] | 2013-08-16 | 2017-05-12 | United States, Canada | ES_1106973_05122017101249_4009680
2295893 | Carrier Air Conditioning - Commercial | CARRIER CORPORATION | CARRIER WEATHEREXPERT | 50LC0*14*(1,3,4)*5A* |  | Single Package AC | 146 |  | 12.6 | 19.3 | [6 empty] | 2013-08-16 | 2017-05-12 | United States, Canada | ES_1106973_05122017101249_2590514
2295894 | Carrier Air Conditioning - Commercial | CARRIER CORPORATION | CARRIER WEATHEREXPERT | 50LC0*14*(1,3,4)*6A* |  | Single Package AC | 146 |  | 12.6 | 19.3 | [6 empty] | 2013-08-16 | 2017-05-12 | United States, Canada | ES_1106973_05122017101249_9146660
2295898 | Carrier Air Conditioning - Commercial | CARRIER CORPORATION | CARRIER WEATHEREXPERT | 50LC0*14*2*1A* |  | Single Package AC | 146 |  | 12.5 | 19.2 | [6 empty] | 2013-08-16 | 2017-05-12 | United States, Canada | ES_1106973_05122017101249_5206664
2295899 | Carrier Air Conditioning - Commercial | CARRIER CORPORATION | CARRIER WEATHEREXPERT | 50LC0*14*2*5A* |  | Single Package AC | 146 |  | 12.5 | 19.2 | [6 empty] | 2013-08-16 | 2017-05-12 | United States, Canada | ES_1106973_05122017101249_8619209
2295900 | Carrier Air Conditioning - Commercial | CARRIER CORPORATION | CARRIER WEATHEREXPERT | 50LC0*14*2*6A* |  | Single Package AC | 146 |  | 12.5 | 19.2 | [6 empty] | 2013-08-16 | 2017-05-12 | United States, Canada | ES_1106973_05122017101249_8301449
2295895 | Carrier Air Conditioning - Commercial | CARRIER CORPORATION | CARRIER WEATHEREXPERT | 50LC0*14*(5,7,8)*1A* |  | Single Package AC | 146 |  | 12.2 | 18.7 | [6 empty] | 2013-08-16 | 2017-05-12 | United States, Canada | ES_1106973_05122017101249_7557442
2295896 | Carrier Air Conditioning - Commercial | CARRIER CORPORATION | CARRIER WEATHEREXPERT | 50LC0*14*(5,7,8)*5A* |  | Single Package AC | 146 |  | 12.2 | 18.7 | [6 empty] | 2013-08-16 | 2017-05-12 | United States, Canada | ES_1106973_05122017101249_1291135
2295897 | Carrier Air Conditioning - Commercial | CARRIER CORPORATION | CARRIER WEATHEREXPERT | 50LC0*14*(5,7,8)*6A* |  | Single Package AC | 146 |  | 12.2 | 18.7 | [6 empty] | 2013-08-16 | 2017-05-12 | United States, Canada | ES_1106973_05122017101249_7859091
2295901 | Carrier Air Conditioning - Commercial | CARRIER CORPORATION | CARRIER WEATHEREXPERT | 50LC0*14*6*1A* |  | Single Package AC | 146 |  | 12 | 18.5 | [6 empty] | 2013-08-16 | 2017-05-12 | United States, Canada | ES_1106973_05122017101249_6167320
2295902 | Carrier Air Conditioning - Commercial | CARRIER CORPORATION | CARRIER WEATHEREXPERT | 50LC0*14*6*5A* |  | Single Package AC | 146 |  | 12 | 18.5 | [6 empty] | 2013-08-16 | 2017-05-12 | United States, Canada | ES_1106973_05122017101249_7648796
2295903 | Carrier Air Conditioning - Commercial | CARRIER CORPORATION | CARRIER WEATHEREXPERT | 50LC0*14*6*6A* |  | Single Package AC | 146 |  | 12 | 18.5 | [6 empty] | 2013-08-16 | 2017-05-12 | United States, Canada | ES_1106973_05122017101249_1810220
2295907 | Carrier Air Conditioning - Commercial | CARRIER CORPORATION | CARRIER WEATHEREXPERT | 50LC0*17*(5,6,7,8)*1A* |  | Single Package AC | 172 |  | 12.1 | 17.7 | [6 empty] | 2013-08-16 | 2017-05-12 | United States, Canada | ES_1106973_05122017101249_5740734
2295908 | Carrier Air Conditioning - Commercial | CARRIER CORPORATION | CARRIER WEATHEREXPERT | 50LC0*17*(5,6,7,8)*5A* |  | Single Package AC | 170 |  | 12.1 | 17.7 | [6 empty] | 2013-08-16 | 2017-05-12 | United States, Canada | ES_1106973_05122017101249_9133252
2295909 | Carrier Air Conditioning - Commercial | CARRIER CORPORATION | CARRIER WEATHEREXPERT | 50LC0*17*(5,6,7,8)*6A* |  | Single Package AC | 172 |  | 12.1 | 17.7 | [6 empty] | 2013-08-16 | 2017-05-12 | United States, Canada | ES_1106973_05122017101249_2735937
2295835 | Carrier Air Conditioning - Commercial | CARRIER CORPORATION | CARRIER WEATHEREXPERT | 50LC**07***1A* |  | Single Package AC | 70 |  | 13.1 | 20.5 | [6 empty] | 2013-08-16 | 2017-05-12 | United States, Canada | ES_1106973_05122017101248_2448485
2295836 | Carrier Air Conditioning - Commercial | CARRIER CORPORATION | CARRIER WEATHEREXPERT | 50LC**07***5A* |  | Single Package AC | 70 |  | 13.1 | 20.5 | [6 empty] | 2013-08-16 | 2017-05-12 | United States, Canada | ES_1106973_05122017101248_9920403
2295837 | Carrier Air Conditioning - Commercial | CARRIER CORPORATION | CARRIER WEATHEREXPERT | 50LC**07***6A* |  | Single Package AC | 70 |  | 13.1 | 20.5 | [6 empty] | 2013-08-16 | 2017-05-12 | United States, Canada | ES_1106973_05122017101248_8299020
2295838 | Carrier Air Conditioning - Commercial | CARRIER CORPORATION | CARRIER WEATHEREXPERT | 50LC**08*1*1A* |  | Single Package AC | 89 |  | 13 | 19.5 | [6 empty] | 2013-08-16 | 2017-05-12 | United States, Canada | ES_1106973_05122017101248_2680233
2295839 | Carrier Air Conditioning - Commercial | CARRIER CORPORATION | CARRIER WEATHEREXPERT | 50LC**08*1*5A* |  | Single Package AC | 89 |  | 13 | 19.4 | [6 empty] | 2013-08-16 | 2017-05-12 | United States, Canada | ES_1106973_05122017101248_7417308
2295840 | Carrier Air Conditioning - Commercial | CARRIER CORPORATION | CARRIER WEATHEREXPERT | 50LC**08*1*6A* |  | Single Package AC | 89 |  | 13 | 19.5 | [6 empty] | 2013-08-16 | 2017-05-12 | United States, Canada | ES_1106973_05122017101248_1720845
2295841 | Carrier Air Conditioning - Commercial | CARRIER CORPORATION | CARRIER WEATHEREXPERT | 50LC**08*2*1A* |  | Single Package AC | 89 |  | 12.9 | 19.2 | [6 empty] | 2013-08-16 | 2017-05-12 | United States, Canada | ES_1106973_05122017101248_5510059
2295842 | Carrier Air Conditioning - Commercial | CARRIER CORPORATION | CARRIER WEATHEREXPERT | 50LC**08*2*5A* |  | Single Package AC | 89 |  | 12.9 | 19.2 | [6 empty] | 2013-08-16 | 2017-05-12 | United States, Canada | ES_1106973_05122017101248_4655019
2295843 | Carrier Air Conditioning - Commercial | CARRIER CORPORATION | CARRIER WEATHEREXPERT | 50LC**08*2*6A* |  | Single Package AC | 89 |  | 12.9 | 19.2 | [6 empty] | 2013-08-16 | 2017-05-12 | United States, Canada | ES_1106973_05122017101248_5300260
2295844 | Carrier Air Conditioning - Commercial | CARRIER CORPORATION | CARRIER WEATHEREXPERT | 50LC**08*3*1A* |  | Single Package AC | 89 |  | 12.8 | 19.1 | [6 empty] | 2013-08-16 | 2017-05-12 | United States, Canada | ES_1106973_05122017101249_1577330
2295845 | Carrier Air Conditioning - Commercial | CARRIER CORPORATION | CARRIER WEATHEREXPERT | 50LC**08*3*5A* |  | Single Package AC | 89 |  | 12.8 | 19.1 | [6 empty] | 2013-08-16 | 2017-05-12 | United States, Canada | ES_1106973_05122017101249_6067697
2295846 | Carrier Air Conditioning - Commercial | CARRIER CORPORATION | CARRIER WEATHEREXPERT | 50LC**08*3*6A* |  | Single Package AC | 89 |  | 12.8 | 19.1 | [6 empty] | 2013-08-16 | 2017-05-12 | United States, Canada | ES_1106973_05122017101249_4708837
2295847 | Carrier Air Conditioning - Commercial | CARRIER CORPORATION | CARRIER WEATHEREXPERT | 50LC**08*4*1A* |  | Single Package AC | 89 |  | 12.9 | 19.2 | [6 empty] | 2013-08-16 | 2017-05-12 | United States, Canada | ES_1106973_05122017101249_2051316
2295848 | Carrier Air Conditioning - Commercial | CARRIER CORPORATION | CARRIER WEATHEREXPERT | 50LC**08*4*5A* |  | Single Package AC | 89 |  | 12.9 | 19.2 | [6 empty] | 2013-08-16 | 2017-05-12 | United States, Canada | ES_1106973_05122017101249_1263747
2295849 | Carrier Air Conditioning - Commercial | CARRIER CORPORATION | CARRIER WEATHEREXPERT | 50LC**08*4*6A* |  | Single Package AC | 89 |  | 12.9 | 19.2 | [6 empty] | 2013-08-16 | 2017-05-12 | United States, Canada | ES_1106973_05122017101249_1222552
2295850 | Carrier Air Conditioning - Commercial | CARRIER CORPORATION | CARRIER WEATHEREXPERT | 50LC**09*1*1A* |  | Single Package AC | 102 |  | 13.4 | 19.9 | [6 empty] | 2013-08-16 | 2017-05-12 | United States, Canada | ES_1106973_05122017101249_3825767
2295851 | Carrier Air Conditioning - Commercial | CARRIER CORPORATION | CARRIER WEATHEREXPERT | 50LC**09*1*5A* |  | Single Package AC | 102 |  | 13.4 | 19.9 | [6 empty] | 2013-08-16 | 2017-05-12 | United States, Canada | ES_1106973_05122017101249_6291337
2295852 | Carrier Air Conditioning - Commercial | CARRIER CORPORATION | CARRIER WEATHEREXPERT | 50LC**09*1*6A* |  | Single Package AC | 102 |  | 13.4 | 19.9 | [6 empty] | 2013-08-16 | 2017-05-12 | United States, Canada | ES_1106973_05122017101249_7193670
2295853 | Carrier Air Conditioning - Commercial | CARRIER CORPORATION | CARRIER WEATHEREXPERT | 50LC**09*2*1A* |  | Single Package AC | 102 |  | 13.4 | 19.9 | [6 empty] | 2013-08-16 | 2017-05-12 | United States, Canada | ES_1106973_05122017101249_4413338
2295854 | Carrier Air Conditioning - Commercial | CARRIER CORPORATION | CARRIER WEATHEREXPERT | 50LC**09*2*5A* |  | Single Package AC | 102 |  | 13.4 | 19.9 | [6 empty] | 2013-08-16 | 2017-05-12 | United States, Canada | ES_1106973_05122017101249_9988298
2295855 | Carrier Air Conditioning - Commercial | CARRIER CORPORATION | CARRIER WEATHEREXPERT | 50LC**09*2*6A* |  | Single Package AC | 102 |  | 13.4 | 19.9 | [6 empty] | 2013-08-16 | 2017-05-12 | United States, Canada | ES_1106973_05122017101249_8665887
2295856 | Carrier Air Conditioning - Commercial | CARRIER CORPORATION | CARRIER WEATHEREXPERT | 50LC**09*3*1A* |  | Single Package AC | 102 |  | 13.3 | 19.7 | [6 empty] | 2013-08-16 | 2017-05-12 | United States, Canada | ES_1106973_05122017101249_6474728
2295857 | Carrier Air Conditioning - Commercial | CARRIER CORPORATION | CARRIER WEATHEREXPERT | 50LC**09*3*5A* |  | Single Package AC | 102 |  | 13.3 | 19.7 | [6 empty] | 2013-08-16 | 2017-05-12 | United States, Canada | ES_1106973_05122017101249_2283797
2295858 | Carrier Air Conditioning - Commercial | CARRIER CORPORATION | CARRIER WEATHEREXPERT | 50LC**09*3*6A* |  | Single Package AC | 102 |  | 13.3 | 19.7 | [6 empty] | 2013-08-16 | 2017-05-12 | United States, Canada | ES_1106973_05122017101249_3191962
2295859 | Carrier Air Conditioning - Commercial | CARRIER CORPORATION | CARRIER WEATHEREXPERT | 50LC**09*4*1A* |  | Single Package AC | 102 |  | 13.3 | 19.7 | [6 empty] | 2013-08-16 | 2017-05-12 | United States, Canada | ES_1106973_05122017101249_7966005
2295860 | Carrier Air Conditioning - Commercial | CARRIER CORPORATION | CARRIER WEATHEREXPERT | 50LC**09*4*5A* |  | Single Package AC | 102 |  | 13.3 | 19.7 | [6 empty] | 2013-08-16 | 2017-05-12 | United States, Canada | ES_1106973_05122017101249_4927959
2295861 | Carrier Air Conditioning - Commercial | CARRIER CORPORATION | CARRIER WEATHEREXPERT | 50LC**09*4*6A* |  | Single Package AC | 102 |  | 13.3 | 19.7 | [6 empty] | 2013-08-16 | 2017-05-12 | United States, Canada | ES_1106973_05122017101249_1192030
2295862 | Carrier Air Conditioning - Commercial | CARRIER CORPORATION | CARRIER WEATHEREXPERT | 50LC**12***1A* |  | Single Package AC | 116 |  | 13.1 | 20.5 | [6 empty] | 2013-08-16 | 2017-05-12 | United States, Canada | ES_1106973_05122017101249_9081552
2295863 | Carrier Air Conditioning - Commercial | CARRIER CORPORATION | CARRIER WEATHEREXPERT | 50LC**12***5A* |  | Single Package AC | 116 |  | 13.1 | 20.5 | [6 empty] | 2013-08-16 | 2017-05-12 | United States, Canada | ES_1106973_05122017101249_5746753
2295864 | Carrier Air Conditioning - Commercial | CARRIER CORPORATION | CARRIER WEATHEREXPERT | 50LC**12***6A* |  | Single Package AC | 116 |  | 13.1 | 20.5 | [6 empty] | 2013-08-16 | 2017-05-12 | United States, Canada | ES_1106973_05122017101249_1489176
2295904 | Carrier Air Conditioning - Commercial | CARRIER CORPORATION | CARRIER WEATHEREXPERT | 50LC**17*(1,2,3,4)*1A* |  | Single Package AC | 174 |  | 12.6 | 18.5 | [6 empty] | 2013-08-16 | 2017-05-12 | United States, Canada | ES_1106973_05122017101249_8059042
2295905 | Carrier Air Conditioning - Commercial | CARRIER CORPORATION | CARRIER WEATHEREXPERT | 50LC**17*(1,2,3,4)*5A* |  | Single Package AC | 172 |  | 12.6 | 18.5 | [6 empty] | 2013-08-16 | 2017-05-12 | United States, Canada | ES_1106973_05122017101249_1807226
2295906 | Carrier Air Conditioning - Commercial | CARRIER CORPORATION | CARRIER WEATHEREXPERT | 50LC**17*(1,2,3,4)*6A* |  | Single Package AC | 174 |  | 12.6 | 18.5 | [6 empty] | 2013-08-16 | 2017-05-12 | United States, Canada | ES_1106973_05122017101249_7269682
2295919 | Carrier Air Conditioning - Commercial | CARRIER CORPORATION | CARRIER WEATHEREXPERT | 50LC**20*(1,2,3,4)*1A* |  | Single Package AC | 194 |  | 12.2 | 17.7 | [6 empty] | 2013-08-16 | 2017-05-12 | United States, Canada | ES_1106973_05122017101249_3742409
2295920 | Carrier Air Conditioning - Commercial | CARRIER CORPORATION | CARRIER WEATHEREXPERT | 50LC**20*(1,2,3,4)*5A* |  | Single Package AC | 194 |  | 12.2 | 17.7 | [6 empty] | 2013-08-16 | 2017-05-12 | United States, Canada | ES_1106973_05122017101249_6412573
2295921 | Carrier Air Conditioning - Commercial | CARRIER CORPORATION | CARRIER WEATHEREXPERT | 50LC**20*(1,2,3,4)*6A* |  | Single Package AC | 194 |  | 12.2 | 17.7 | [6 empty] | 2013-08-16 | 2017-05-12 | United States, Canada | ES_1106973_05122017101249_9003703
2295922 | Carrier Air Conditioning - Commercial | CARRIER CORPORATION | CARRIER WEATHEREXPERT | 50LC**24*(1,2,3,4)*1A* |  | Single Package AC | 234 |  | 12.2 | 18.2 | [6 empty] | 2013-08-16 | 2017-05-12 | United States, Canada | ES_1106973_05122017101249_6854568
2295923 | Carrier Air Conditioning - Commercial | CARRIER CORPORATION | CARRIER WEATHEREXPERT | 50LC**24*(1,2,3,4)*5A* |  | Single Package AC | 232 |  | 12.2 | 18.2 | [6 empty] | 2013-08-16 | 2017-05-12 | United States, Canada | ES_1106973_05122017101249_7405235
2295924 | Carrier Air Conditioning - Commercial | CARRIER CORPORATION | CARRIER WEATHEREXPERT | 50LC**24*(1,2,3,4)*6A* |  | Single Package AC | 234 |  | 12.2 | 18.2 | [6 empty] | 2013-08-16 | 2017-05-12 | United States, Canada | ES_1106973_05122017101249_6766001
2295910 | Carrier Air Conditioning - Commercial | CARRIER CORPORATION | CARRIER WEATHEREXPERT | 50LCD*17*(5,6,7,8)*1A* |  | Single Package AC | 172 |  | 12.1 | 17.7 | [6 empty] | 2013-08-16 | 2017-05-12 | United States, Canada | ES_1106973_05122017101249_8740534
2295911 | Carrier Air Conditioning - Commercial | CARRIER CORPORATION | CARRIER WEATHEREXPERT | 50LCD*17*(5,6,7,8)*5A* |  | Single Package AC | 170 |  | 12.1 | 17.7 | [6 empty] | 2013-08-16 | 2017-05-12 | United States, Canada | ES_1106973_05122017101249_9924302
2295912 | Carrier Air Conditioning - Commercial | CARRIER CORPORATION | CARRIER WEATHEREXPERT | 50LCD*17*(5,6,7,8)*6A* |  | Single Package AC | 172 |  | 12.1 | 17.7 | [6 empty] | 2013-08-16 | 2017-05-12 | United States, Canada | ES_1106973_05122017101249_9545148
2295889 | Carrier Air Conditioning - Commercial | CARRIER CORPORATION | CARRIER WEATHEREXPERT | 50LC(D,E,F)*14*6*1A* |  | Single Package AC | 146 |  | 11.8 | 18.2 | [6 empty] | 2013-08-16 | 2017-05-12 | United States, Canada | ES_1106973_05122017101249_6247892
2295890 | Carrier Air Conditioning - Commercial | CARRIER CORPORATION | CARRIER WEATHEREXPERT | 50LC(D,E,F)*14*6*5A* |  | Single Package AC | 146 |  | 11.8 | 18.2 | [6 empty] | 2013-08-16 | 2017-05-12 | United States, Canada | ES_1106973_05122017101249_1553154
2295891 | Carrier Air Conditioning - Commercial | CARRIER CORPORATION | CARRIER WEATHEREXPERT | 50LC(D,E,F)*14*6*6A* |  | Single Package AC | 146 |  | 11.8 | 18.2 | [6 empty] | 2013-08-16 | 2017-05-12 | United States, Canada | ES_1106973_05122017101249_8887274
2295913 | Carrier Air Conditioning - Commercial | CARRIER CORPORATION | CARRIER WEATHEREXPERT | 50LCE*17*(5,6,7,8)*1A* |  | Single Package AC | 172 |  | 12.1 | 17.7 | [6 empty] | 2013-08-16 | 2017-05-12 | United States, Canada | ES_1106973_05122017101249_2230070
2295914 | Carrier Air Conditioning - Commercial | CARRIER CORPORATION | CARRIER WEATHEREXPERT | 50LCE*17*(5,6,7,8)*5A* |  | Single Package AC | 170 |  | 12.1 | 17.7 | [6 empty] | 2013-08-16 | 2017-05-12 | United States, Canada | ES_1106973_05122017101249_5378906
2295915 | Carrier Air Conditioning - Commercial | CARRIER CORPORATION | CARRIER WEATHEREXPERT | 50LCE*17*(5,6,7,8)*6A* |  | Single Package AC | 172 |  | 12.1 | 17.7 | [6 empty] | 2013-08-16 | 2017-05-12 | United States, Canada | ES_1106973_05122017101249_4144111
2295916 | Carrier Air Conditioning - Commercial | CARRIER CORPORATION | CARRIER WEATHEREXPERT | 50LCF*17*(5,6,7,8)*1A* |  | Single Package AC | 172 |  | 11.9 | 17.5 | [6 empty] | 2013-08-16 | 2017-05-12 | United States, Canada | ES_1106973_05122017101249_6651673
2295917 | Carrier Air Conditioning - Commercial | CARRIER CORPORATION | CARRIER WEATHEREXPERT | 50LCF*17*(5,6,7,8)*5A* |  | Single Package AC | 170 |  | 11.9 | 17.5 | [6 empty] | 2013-08-16 | 2017-05-12 | United States, Canada | ES_1106973_05122017101249_1613506
2295918 | Carrier Air Conditioning - Commercial | CARRIER CORPORATION | CARRIER WEATHEREXPERT | 50LCF*17*(5,6,7,8)*6A* |  | Single Package AC | 172 |  | 11.9 | 17.5 | [6 empty] | 2013-08-16 | 2017-05-12 | United States, Canada | ES_1106973_05122017101249_6253526
2190458 | Carrier Air Conditioning - Commercial | Heil | HEIL | RAH036H******** |  | Single Package AC | 36 |  | 12.5 | [7 empty] | 2010-08-31 | 2013-09-11 | United States, Canada | ES_1106973_09112013101803_9032731
2190473 | Carrier Air Conditioning - Commercial | Heil | HEIL | RAH036L******** |  | Single Package AC | 36 |  | 12.5 | [7 empty] | 2010-08-31 | 2013-09-11 | United States, Canada | ES_1106973_09112013101803_4220285
2190449 | Carrier Air Conditioning - Commercial | Heil | HEIL | RAH036S******** |  | Single Package AC | 36 |  | 12.5 | [7 empty] | 2010-08-31 | 2013-09-11 | United States, Canada | ES_1106973_09112013101803_8295514
2190301 | Carrier Air Conditioning - Commercial | Heil | HEIL | RAH048H******** |  | Single Package AC | 48.5 |  | 13 | [7 empty] | 2010-08-31 | 2013-09-11 | United States, Canada | ES_1106973_09112013101803_1144257
2190314 | Carrier Air Conditioning - Commercial | Heil | HEIL | RAH048L******** |  | Single Package AC | 48.5 |  | 13 | [7 empty] | 2010-08-31 | 2013-09-11 | United States, Canada | ES_1106973_09112013101803_5787297
2190479 | Carrier Air Conditioning - Commercial | Heil | HEIL | RAH048S******** |  | Single Package AC | 48.5 |  | 13 | [7 empty] | 2010-08-31 | 2013-09-11 | United States, Canada | ES_1106973_09112013101803_5324978
2190333 | Carrier Air Conditioning - Commercial | Heil | HEIL | RAH060H******** |  | Single Package AC | 57.5 |  | 12.45 | [7 empty] | 2010-08-31 | 2013-09-11 | United States, Canada | ES_1106973_09112013101804_1576699
2190344 | Carrier Air Conditioning - Commercial | Heil | HEIL | RAH060L******** |  | Single Package AC | 57.5 |  | 12.45 | [7 empty] | 2010-08-31 | 2013-09-11 | United States, Canada | ES_1106973_09112013101804_6477112
2190322 | Carrier Air Conditioning - Commercial | Heil | HEIL | RAH060S******** |  | Single Package AC | 57.5 |  | 12.45 | [7 empty] | 2010-08-31 | 2013-09-11 | United States, Canada | ES_1106973_09112013101803_6356954
2190637 | Carrier Air Conditioning - Commercial | Heil | HEIL | RAH072(H,L,S)******** |  | Single Package AC | 73 |  | 12.2 | 13.2 | [6 empty] | 2010-03-31 | 2013-09-11 | United States, Canada | ES_1106973_09112013110714_4032922
2190647 | Carrier Air Conditioning - Commercial | Heil | HEIL | RAH(090,091)(H,L,S)******AA |  | Single Package AC | 89 |  | 12.2 | 13.2 | [6 empty] | 2010-03-31 | 2013-09-11 | United States, Canada | ES_1106973_09112013110714_8050309
2190657 | Carrier Air Conditioning - Commercial | Heil | HEIL | RAH(090,091)(H,L,S)******TA |  | Single Package AC | 89 |  | 12.2 | 14 | [6 empty] | 2012-01-27 | 2013-09-11 | United States, Canada | ES_1106973_09112013110714_3618161
2190667 | Carrier Air Conditioning - Commercial | Heil | HEIL | RAH101(H,L,S)******AA |  | Single Package AC | 97 |  | 12.2 | 13.2 | [6 empty] | 2010-03-31 | 2013-09-11 | United States, Canada | ES_1106973_09112013110715_2398360
2190677 | Carrier Air Conditioning - Commercial | Heil | HEIL | RAH101(H,L,S)******TA |  | Single Package AC | 97 |  | 12.2 | 14 | [6 empty] | 2012-01-27 | 2013-09-11 | United States, Canada | ES_1106973_09112013110715_8318343
2190687 | Carrier Air Conditioning - Commercial | Heil | HEIL | RAH(110)(H,L,S)******AA |  | Single Package AC | 111 |  | 12.2 | 12.8 | [6 empty] | 2012-04-27 | 2013-09-11 | United States, Canada | ES_1106973_09112013110715_8216371
2190697 | Carrier Air Conditioning - Commercial | Heil | HEIL | RAH(110)(H,L,S)******TA |  | Single Package AC | 111 |  | 12.2 | 14.5 | [6 empty] | 2012-04-27 | 2013-09-11 | United States, Canada | ES_1106973_09112013110715_2027119
2190707 | Carrier Air Conditioning - Commercial | Heil | HEIL | RAH(120,121)(H,L,S)******AA |  | Single Package AC | 117 |  | 11.7 | 12.2 | [6 empty] | 2010-05-31 | 2013-09-11 | United States, Canada | ES_1106973_09112013110715_3108829
2190717 | Carrier Air Conditioning - Commercial | Heil | HEIL | RAH(120,121)(H,L,S)******TA |  | Single Package AC | 117 |  | 11.7 | 12.6 | [6 empty] | 2012-01-27 | 2013-09-11 | United States, Canada | ES_1106973_09112013110715_8040557
2190727 | Carrier Air Conditioning - Commercial | Heil | HEIL | RAH150(H,L,S)******AA |  | Single Package AC | 146 |  | 12.4 | 13.2 | [6 empty] | 2010-10-31 | 2013-09-11 | United States, Canada | ES_1106973_09112013110715_5635146
2190737 | Carrier Air Conditioning - Commercial | Heil | HEIL | RAH150(H,L,S)******TA |  | Single Package AC | 146 |  | 12.4 | 14.1 | [6 empty] | 2012-01-27 | 2013-09-11 | United States, Canada | ES_1106973_09112013110715_8791968
2190099 | Carrier Air Conditioning - Commercial | Heil | HEIL | RGH036H******** |  | Gas/Electric Single Package Unit | 36 |  | 12.5 | [7 empty] | 2010-02-26 | 2013-09-11 | United States, Canada | ES_1106973_09112013093739_3967202
2190107 | Carrier Air Conditioning - Commercial | Heil | HEIL | RGH036L******** |  | Gas/Electric Single Package Unit | 36 |  | 12.5 | [7 empty] | 2010-02-26 | 2013-09-11 | United States, Canada | ES_1106973_09112013093739_1685019
2190094 | Carrier Air Conditioning - Commercial | Heil | HEIL | RGH036S******** |  | Gas/Electric Single Package Unit | 36 |  | 12.5 | [7 empty] | 2010-02-26 | 2013-09-11 | United States, Canada | ES_1106973_09112013093739_3252388
2190131 | Carrier Air Conditioning - Commercial | Heil | HEIL | RGH048H******** |  | Gas/Electric Single Package Unit | 48.5 |  | 13 | [7 empty] | 2010-02-26 | 2013-09-11 | United States, Canada | ES_1106973_09112013093739_9858107
2190142 | Carrier Air Conditioning - Commercial | Heil | HEIL | RGH048L******** |  | Gas/Electric Single Package Unit | 48.5 |  | 13 | [7 empty] | 2010-02-26 | 2013-09-11 | United States, Canada | ES_1106973_09112013093739_4923696
2190119 | Carrier Air Conditioning - Commercial | Heil | HEIL | RGH048S******** |  | Gas/Electric Single Package Unit | 48.5 |  | 13 | [7 empty] | 2010-02-26 | 2013-09-11 | United States, Canada | ES_1106973_09112013093739_4945553
2190163 | Carrier Air Conditioning - Commercial | Heil | HEIL | RGH060H******** |  | Gas/Electric Single Package Unit | 57.5 |  | 12.45 | [7 empty] | 2010-02-26 | 2013-09-11 | United States, Canada | ES_1106973_09112013093739_4680773
2190174 | Carrier Air Conditioning - Commercial | Heil | HEIL | RGH060L******** |  | Gas/Electric Single Package Unit | 57.5 |  | 12.45 | [7 empty] | 2010-02-26 | 2013-09-11 | United States, Canada | ES_1106973_09112013093739_8389588
2190153 | Carrier Air Conditioning - Commercial | Heil | HEIL | RGH060S******** |  | Gas/Electric Single Package Unit | 57.5 |  | 12.45 | [7 empty] | 2010-02-26 | 2013-09-11 | United States, Canada | ES_1106973_09112013093739_6176019
2190181 | Carrier Air Conditioning - Commercial | Heil | HEIL | RGH072(H,L,S)******** |  | Gas/Electric Single Package Unit | 73 |  | 12 | 13 | [6 empty] | 2010-03-31 | 2013-09-11 | United States, Canada | ES_1106973_09112013100137_2501679
2190194 | Carrier Air Conditioning - Commercial | Heil | HEIL | RGH(090,091)(H,L,S)******AA |  | Gas/Electric Single Package Unit | 89 |  | 12 | 13 | [6 empty] | 2010-03-31 | 2013-09-11 | United States, Canada | ES_1106973_09112013100137_9105667
2190199 | Carrier Air Conditioning - Commercial | Heil | HEIL | RGH(090,091)(H,L,S)******TA |  | Gas/Electric Single Package Unit | 89 |  | 12 | 13.8 | [6 empty] | 2012-01-27 | 2013-09-11 | United States, Canada | ES_1106973_09112013100137_8524975
2190214 | Carrier Air Conditioning - Commercial | Heil | HEIL | RGH101(H,L,S)******AA |  | Gas/Electric Single Package Unit | 97 |  | 12 | 13 | [6 empty] | 2010-03-31 | 2013-09-11 | United States, Canada | ES_1106973_09112013100137_3608187
2190219 | Carrier Air Conditioning - Commercial | Heil | HEIL | RGH101(H,L,S)******TA |  | Gas/Electric Single Package Unit | 97 |  | 12 | 13.8 | [6 empty] | 2012-01-27 | 2013-09-11 | United States, Canada | ES_1106973_09112013100137_3903208
2190234 | Carrier Air Conditioning - Commercial | Heil | HEIL | RGH(110)(H,L,S)******AA |  | Gas/Electric Single Package Unit | 111 |  | 12 | 12.6 | [6 empty] | 2012-04-27 | 2013-09-11 | United States, Canada | ES_1106973_09112013100137_4948568
2190239 | Carrier Air Conditioning - Commercial | Heil | HEIL | RGH(110)(H,L,S)******TA |  | Gas/Electric Single Package Unit | 111 |  | 12 | 14.3 | [6 empty] | 2012-04-27 | 2013-09-11 | United States, Canada | ES_1106973_09112013100137_2387590
2190254 | Carrier Air Conditioning - Commercial | Heil | HEIL | RGH(120,121)(H,L,S)******AA |  | Gas/Electric Single Package Unit | 116 |  | 11.5 | 12 | [6 empty] | 2010-05-31 | 2013-09-11 | United States, Canada | ES_1106973_09112013100137_1632426
2190259 | Carrier Air Conditioning - Commercial | Heil | HEIL | RGH(120,121)(H,L,S)******TA |  | Gas/Electric Single Package Unit | 116 |  | 11.5 | 12.4 | [6 empty] | 2012-01-27 | 2013-09-11 | United States, Canada | ES_1106973_09112013100137_3875636
2190274 | Carrier Air Conditioning - Commercial | Heil | HEIL | RGH150(H,L,S)******AA |  | Gas/Electric Single Package Unit | 146 |  | 12.2 | 13 | [6 empty] | 2010-10-31 | 2013-09-11 | United States, Canada | ES_1106973_09112013100137_9562089
2190279 | Carrier Air Conditioning - Commercial | Heil | HEIL | RGH150(H,L,S)******TA |  | Gas/Electric Single Package Unit | 146 |  | 12.2 | 13.9 | [6 empty] | 2012-01-27 | 2013-09-11 | United States, Canada | ES_1106973_09112013100137_4890066
2190366 | Carrier Air Conditioning - Commercial | Heil | HEIL | RHH036H******** |  | Single Package HP | 36.4 |  | 12.7 | [7 empty] | 2010-08-31 | 2013-09-11 | United States, Canada | ES_1106973_09112013104126_8985005
2190380 | Carrier Air Conditioning - Commercial | Heil | HEIL | RHH036L******** |  | Single Package HP | 36.4 |  | 12.7 | [7 empty] | 2010-08-31 | 2013-09-11 | United States, Canada | ES_1106973_09112013104126_2158001
2190356 | Carrier Air Conditioning - Commercial | Heil | HEIL | RHH036S******** |  | Single Package HP | 36.4 |  | 12.7 | [7 empty] | 2010-08-31 | 2013-09-11 | United States, Canada | ES_1106973_09112013104126_2934971
2190480 | Carrier Air Conditioning - Commercial | Heil | HEIL | RHH048H******** |  | Single Package HP | 47 |  | 12.8 | [7 empty] | 2010-08-31 | 2013-09-11 | United States, Canada | ES_1106973_09112013104127_1732153
2190494 | Carrier Air Conditioning - Commercial | Heil | HEIL | RHH048L******** |  | Single Package HP | 47 |  | 12.8 | [7 empty] | 2010-08-31 | 2013-09-11 | United States, Canada | ES_1106973_09112013104127_4974419
2190387 | Carrier Air Conditioning - Commercial | Heil | HEIL | RHH048S******** |  | Single Package HP | 47 |  | 12.8 | [7 empty] | 2010-08-31 | 2013-09-11 | United States, Canada | ES_1106973_09112013104127_9392945
2190513 | Carrier Air Conditioning - Commercial | Heil | HEIL | RHH060H******** | RHH060H********,RHH060H********, | Single Package HP | 58.5 |  | 12.5 | [7 empty] | 2010-08-31 | 2013-09-11 | United States, Canada | ES_1106973_09112013104127_1718975
2190517 | Carrier Air Conditioning - Commercial | Heil | HEIL | RHH060L******** |  | Single Package HP | 58.5 |  | 12.5 | [7 empty] | 2010-08-31 | 2013-09-11 | United States, Canada | ES_1106973_09112013104127_6758333
2190497 | Carrier Air Conditioning - Commercial | Heil | HEIL | RHH060S******** |  | Single Package HP | 58.5 |  | 12.5 | [7 empty] | 2010-08-31 | 2013-09-11 | United States, Canada | ES_1106973_09112013104127_8175084
2190531 | Carrier Air Conditioning - Commercial | Heil | HEIL | RHH072(H,L,S)******** |  | Single Package HP | 72 |  | 12 | 12.8 | [6 empty] | 2010-08-31 | 2013-09-11 | United States, Canada | ES_1106973_09112013104505_5790927
2190541 | Carrier Air Conditioning - Commercial | Heil | HEIL | RHH090(H,L,S)******AA |  | Single Package HP | 90 |  | 12.1 | 12.9 | [6 empty] | 2010-08-31 | 2013-09-11 | United States, Canada | ES_1106973_09112013104505_1327676
2190551 | Carrier Air Conditioning - Commercial | Heil | HEIL | RHH090(H,L,S)******TA |  | Single Package HP | 90 |  | 12.1 | 13.7 | [6 empty] | 2012-01-27 | 2013-09-11 | United States, Canada | ES_1106973_09112013104506_2455542
2190561 | Carrier Air Conditioning - Commercial | Heil | HEIL | RHH102(H,L,S)******AA |  | Single Package HP | 100 |  | 12 | 12.5 | [6 empty] | 2010-08-31 | 2013-09-11 | United States, Canada | ES_1106973_09112013104506_3150426
2190571 | Carrier Air Conditioning - Commercial | Heil | HEIL | RHH102(H,L,S)******TA |  | Single Package HP | 100 |  | 12 | 12.9 | [6 empty] | 2012-01-27 | 2013-09-11 | United States, Canada | ES_1106973_09112013104506_7133156
2190581 | Carrier Air Conditioning - Commercial | Heil | HEIL | RHH(120,121)(H,L,S)******AA |  | Single Package HP | 119 |  | 12.3 | 13 | [6 empty] | 2012-11-30 | 2013-09-11 | United States, Canada | ES_1106973_09112013104506_2090527
2190589 | Carrier Air Conditioning - Commercial | Heil | HEIL | RHH(120,121)(H,L,S)******TA |  | Single Package HP | 119 |  | 12.3 | 13.6 | [6 empty] | 2012-01-27 | 2013-09-11 | United States, Canada | ES_1106973_09112013104506_3880145
2280554 | Carrier Corporation | CARRIER CORPORATION | CARRIER WEATHEREXPERT | 48LC**04*0*1A***** |  | Gas/Electric Single Package Unit | 35.6 |  | 12.8 | [7 empty] | 2012-03-30 | 2016-10-04 | United States, Canada | ES_1020846_10042016094437_2237917
2280555 | Carrier Corporation | CARRIER CORPORATION | CARRIER WEATHEREXPERT | 48LC**04*0*5A***** |  | Gas/Electric Single Package Unit | 35.6 |  | 12.8 | [7 empty] | 2012-03-30 | 2016-10-04 | United States, Canada | ES_1020846_10042016094437_1010271
2280556 | Carrier Corporation | CARRIER CORPORATION | CARRIER WEATHEREXPERT | 48LC**04*0*6A***** |  | Gas/Electric Single Package Unit | 35.6 |  | 12.8 | [7 empty] | 2012-03-30 | 2016-10-04 | United States, Canada | ES_1020846_10042016094437_6539942
2280560 | Carrier Corporation | CARRIER CORPORATION | CARRIER WEATHEREXPERT | 48LC**05*0*1A***** |  | Gas/Electric Single Package Unit | 47.5 |  | 13.1 | [7 empty] | 2012-03-30 | 2016-10-04 | United States, Canada | ES_1020846_10042016094437_8168166
2280561 | Carrier Corporation | CARRIER CORPORATION | CARRIER WEATHEREXPERT | 48LC**05*0*5A***** |  | Gas/Electric Single Package Unit | 47.5 |  | 13.1 | [7 empty] | 2012-03-30 | 2016-10-04 | United States, Canada | ES_1020846_10042016094437_3499180
2280562 | Carrier Corporation | CARRIER CORPORATION | CARRIER WEATHEREXPERT | 48LC**05*0*6A***** |  | Gas/Electric Single Package Unit | 47.5 |  | 13.1 | [7 empty] | 2012-03-30 | 2016-10-04 | United States, Canada | ES_1020846_10042016094437_7659836
2280557 | Carrier Corporation | CARRIER CORPORATION | CARRIER WEATHEREXPERT | 48LC**05*(2,3)*1A***** |  | Gas/Electric Single Package Unit | 46.5 |  | 12.6 | [7 empty] | 2012-03-30 | 2016-10-04 | United States, Canada | ES_1020846_10042016094437_7359355
2280558 | Carrier Corporation | CARRIER CORPORATION | CARRIER WEATHEREXPERT | 48LC**05*(2,3)*5A***** |  | Gas/Electric Single Package Unit | 46.5 |  | 12.6 | [7 empty] | 2012-03-30 | 2016-10-04 | United States, Canada | ES_1020846_10042016094437_4345221
2280559 | Carrier Corporation | CARRIER CORPORATION | CARRIER WEATHEREXPERT | 48LC**05*(2,3)*6A***** |  | Gas/Electric Single Package Unit | 46.5 |  | 12.6 | [7 empty] | 2012-03-30 | 2016-10-04 | United States, Canada | ES_1020846_10042016094437_9097177
2280566 | Carrier Corporation | CARRIER CORPORATION | CARRIER WEATHEREXPERT | 48LC**06*0*1A***** |  | Gas/Electric Single Package Unit | 58.5 |  | 12.7 | [7 empty] | 2012-03-30 | 2016-10-04 | United States, Canada | ES_1020846_10042016094437_5869678
2280567 | Carrier Corporation | CARRIER CORPORATION | CARRIER WEATHEREXPERT | 48LC**06*0*5A***** |  | Gas/Electric Single Package Unit | 58.5 |  | 12.7 | [7 empty] | 2012-03-30 | 2016-10-04 | United States, Canada | ES_1020846_10042016094437_3289897
2280568 | Carrier Corporation | CARRIER CORPORATION | CARRIER WEATHEREXPERT | 48LC**06*0*6A***** |  | Gas/Electric Single Package Unit | 58.5 |  | 12.7 | [7 empty] | 2012-03-30 | 2016-10-04 | United States, Canada | ES_1020846_10042016094437_9268701
2280563 | Carrier Corporation | CARRIER CORPORATION | CARRIER WEATHEREXPERT | 48LC**06*(2,3)*1A***** |  | Gas/Electric Single Package Unit | 58 |  | 12.3 | [7 empty] | 2012-03-30 | 2016-10-04 | United States, Canada | ES_1020846_10042016094437_6493909
2280564 | Carrier Corporation | CARRIER CORPORATION | CARRIER WEATHEREXPERT | 48LC**06*(2,3)*5A***** |  | Gas/Electric Single Package Unit | 58 |  | 12.3 | [7 empty] | 2012-03-30 | 2016-10-04 | United States, Canada | ES_1020846_10042016094437_9006946
2280565 | Carrier Corporation | CARRIER CORPORATION | CARRIER WEATHEREXPERT | 48LC**06*(2,3)*6A***** |  | Gas/Electric Single Package Unit | 58 |  | 12.3 | [7 empty] | 2012-03-30 | 2016-10-04 | United States, Canada | ES_1020846_10042016094437_5160878
2280573 | Carrier Corporation | CARRIER CORPORATION | CARRIER WEATHEREXPERT | 50LC**04*0*1A***** |  | Single Package AC | 35.6 |  | 12.8 | [7 empty] | 2012-03-30 | 2016-10-04 | United States, Canada | ES_1020846_10042016094437_1724425
2280574 | Carrier Corporation | CARRIER CORPORATION | CARRIER WEATHEREXPERT | 50LC**04*0*5A***** |  | Single Package AC | 35.6 |  | 12.8 | [7 empty] | 2012-03-30 | 2016-10-04 | United States, Canada | ES_1020846_10042016094437_8401798
2280575 | Carrier Corporation | CARRIER CORPORATION | CARRIER WEATHEREXPERT | 50LC**04*0*6A***** |  | Single Package AC | 35.6 |  | 12.8 | [7 empty] | 2012-03-30 | 2016-10-04 | United States, Canada | ES_1020846_10042016094437_1826796
2280569 | Carrier Corporation | CARRIER CORPORATION | CARRIER WEATHEREXPERT | 50LC**04*(2,3)*1A***** |  | Single Package AC | 34.6 |  | 12 | [7 empty] | 2012-03-30 | 2016-10-04 | United States, Canada | ES_1020846_10042016094437_6180631
2280571 | Carrier Corporation | CARRIER CORPORATION | CARRIER WEATHEREXPERT | 50LC**04*(2,3)*5A***** |  | Single Package AC | 34.6 |  | 12 | [7 empty] | 2012-03-30 | 2016-10-04 | United States, Canada | ES_1020846_10042016094437_8291493
2280572 | Carrier Corporation | CARRIER CORPORATION | CARRIER WEATHEREXPERT | 50LC**04*(2,3)*6A***** |  | Single Package AC | 34.6 |  | 12 | [7 empty] | 2012-03-30 | 2016-10-04 | United States, Canada | ES_1020846_10042016094437_7918320
2280579 | Carrier Corporation | CARRIER CORPORATION | CARRIER WEATHEREXPERT | 50LC**05*0*1A***** |  | Single Package AC | 47.5 |  | 13.1 | [7 empty] | 2012-03-30 | 2016-10-04 | United States, Canada | ES_1020846_10042016094437_4807976
2280580 | Carrier Corporation | CARRIER CORPORATION | CARRIER WEATHEREXPERT | 50LC**05*0*5A***** |  | Single Package AC | 47.5 |  | 13.1 | [7 empty] | 2012-03-30 | 2016-10-04 | United States, Canada | ES_1020846_10042016094437_9498895
2280581 | Carrier Corporation | CARRIER CORPORATION | CARRIER WEATHEREXPERT | 50LC**05*0*6A***** |  | Single Package AC | 47.5 |  | 13.1 | [7 empty] | 2012-03-30 | 2016-10-04 | United States, Canada | ES_1020846_10042016094437_4154874
2280576 | Carrier Corporation | CARRIER CORPORATION | CARRIER WEATHEREXPERT | 50LC**05*(2,3)*1A***** |  | Single Package AC | 46.5 |  | 12.6 | [7 empty] | 2012-03-30 | 2016-10-04 | United States, Canada | ES_1020846_10042016094437_7114222
2280577 | Carrier Corporation | CARRIER CORPORATION | CARRIER WEATHEREXPERT | 50LC**05*(2,3)*5A***** |  | Single Package AC | 46.5 |  | 12.6 | [7 empty] | 2012-03-30 | 2016-10-04 | United States, Canada | ES_1020846_10042016094437_3056172
2280578 | Carrier Corporation | CARRIER CORPORATION | CARRIER WEATHEREXPERT | 50LC**05*(2,3)*6A***** |  | Single Package AC | 46.5 |  | 12.6 | [7 empty] | 2012-03-30 | 2016-10-04 | United States, Canada | ES_1020846_10042016094437_5229599
2280585 | Carrier Corporation | CARRIER CORPORATION | CARRIER WEATHEREXPERT | 50LC**06*0*1A***** |  | Single Package AC | 58.5 |  | 12.7 | [7 empty] | 2012-03-30 | 2016-10-04 | United States, Canada | ES_1020846_10042016094437_8627882
2280586 | Carrier Corporation | CARRIER CORPORATION | CARRIER WEATHEREXPERT | 50LC**06*0*5A***** |  | Single Package AC | 58.5 |  | 12.7 | [7 empty] | 2012-03-30 | 2016-10-04 | United States, Canada | ES_1020846_10042016094437_4978932
2280587 | Carrier Corporation | CARRIER CORPORATION | CARRIER WEATHEREXPERT | 50LC**06*0*6A***** |  | Single Package AC | 58.5 |  | 12.7 | [7 empty] | 2012-03-30 | 2016-10-04 | United States, Canada | ES_1020846_10042016094437_7637378
2280582 | Carrier Corporation | CARRIER CORPORATION | CARRIER WEATHEREXPERT | 50LC**06*(2,3)*1A***** |  | Single Package AC | 58 |  | 12.3 | [7 empty] | 2012-03-30 | 2016-10-04 | United States, Canada | ES_1020846_10042016094437_7106328
2280583 | Carrier Corporation | CARRIER CORPORATION | CARRIER WEATHEREXPERT | 50LC**06*(2,3)*5A***** |  | Single Package AC | 58 |  | 12.3 | [7 empty] | 2012-03-30 | 2016-10-04 | United States, Canada | ES_1020846_10042016094437_5425310
2280584 | Carrier Corporation | CARRIER CORPORATION | CARRIER WEATHEREXPERT | 50LC**06*(2,3)*6A***** |  | Single Package AC | 58 |  | 12.3 | [7 empty] | 2012-03-30 | 2016-10-04 | United States, Canada | ES_1020846_10042016094437_4251286
1793212 | GD Midea Heating & Ventilating Equipment Co.,Ltd. | Midea | MRB-36HWN1-X14B | MRB-36HWN1-X14B |  | Single Package HP | 35.2 |  | 12 | [7 empty] | 2010-07-20 | 2012-08-29 | United States, Canada | ES_1098357_4.34142e+006_07022012153054_7477163
1793213 | GD Midea Heating & Ventilating Equipment Co.,Ltd. | Midea | MRB-48HWN1-X14 | MRB-48HWN1-X14 |  | Single Package HP | 48 |  | 12 | [7 empty] | 2010-07-20 | 2012-08-29 | United States, Canada | ES_1098357_4.34142e+006_07022012153054_7477331
1793209 | GD Midea Heating & Ventilating Equipment Co.,Ltd. | Midea | MRB-60HWN1-X14 | MRB-60HWN1-X14 |  | Single Package HP | 59 |  | 11.5 | [7 empty] | 2010-07-20 | 2012-08-29 | United States, Canada | ES_1098357_4.34143e+006_07022012153054_7476660
2306515 | Gree Electric Appliances Inc. of Zhuhai | GREE | MULTI VARIABLE AIR CONDITIONERS | GMV-V72W/A-F(U) |  | VRF Multi-Split HP | 72 | Without Heat Recovery | 13 | 22 | 3.9 |  | GMV-ND09T/A-T(U) | Non-ducted |  |  | 2017-08-31 | 2017-11-16 | United States, Canada | ES_1105164_10479766_11162017155400_5565354
2306516 | Gree Electric Appliances Inc. of Zhuhai | GREE | MULTI VARIABLE AIR CONDITIONERS | GMV-V96W/A-F(U) |  | VRF Multi-Split HP | 96 | Without Heat Recovery | 12 | 21 | 3.8 |  | GMV-ND12T/A-T(U),GMV-ND09T/A-T(U) | Non-ducted |  |  | 2017-08-31 | 2017-11-16 | United States, Canada | ES_1105164_10479769_11162017155400_3088240
2306513 | Gree Electric Appliances Inc. of Zhuhai | GREE | MULTI VARIABLE AIR CONDITIONERS HEAT RECOVERY UNIT | GMV-VQ72W/A-F(U) |  | VRF Multi-Split HP | 72 | With Heat Recovery | 13 | 21 | 3.8 |  | GMV-ND09T/A-T(U) | Non-ducted |  |  | 2017-05-20 | 2017-11-16 | United States, Canada | ES_1105164_10384791_11162017155400_9171244
2306514 | Gree Electric Appliances Inc. of Zhuhai | GREE | MULTI VARIABLE AIR CONDITIONERS HEAT RECOVERY UNIT | GMV-VQ96W/A-F(U) |  | VRF Multi-Split HP | 96 | With Heat Recovery | 12.2 | 21 | 3.7 |  | GMV-ND12T/A-T(U),GMV-ND09T/A-T(U) | Non-ducted |  |  | 2017-05-20 | 2017-11-16 | United States, Canada | ES_1105164_10384793_11162017155400_5664049
1793222 | Lennox Industries | Energence | LCH072H4B**Y,G,J | LCH072H4B**Y,G,J |  | Single Package AC | 72 |  | 12 | 13.5 | [6 empty] | 2009-09-28 | 2011-04-01 | United States, Australia, New Zealand, Switzerland, Europe, Taiwan, Japan, Canada | ES_1082495_3.60734e+006_07022012153054_7478840
2217499 | Lennox Industries | Energence | Energence | LCH094U4E |  | Single Package AC | 92 |  | 13.9 | 21.5 | [6 empty] | 2014-06-09 | 2014-08-12 | United States | ES_1082495_08122014141009_4759834
2217500 | Lennox Industries | Energence | Energence | LCH094U4M |  | Single Package AC | 92 |  | 13.4 | 20.7 | [6 empty] | 2014-06-09 | 2014-08-12 | United States | ES_1082495_08122014141009_9041975
2217501 | Lennox Industries | Energence | Energence | LCH122U4E |  | Single Package AC | 116 |  | 13.1 | 20 | [6 empty] | 2014-06-09 | 2014-08-12 | United States | ES_1082495_08122014141009_6158222
2217502 | Lennox Industries | Energence | Energence | LCH122U4M |  | Single Package AC | 116 |  | 12.6 | 19.2 | [6 empty] | 2014-06-09 | 2014-08-12 | United States | ES_1082495_08122014141009_1315693
2217503 | Lennox Industries | Energence | Energence | LCH152U4E |  | Single Package AC | 138 |  | 12.3 | 18.9 | [6 empty] | 2014-06-09 | 2014-08-12 | United States | ES_1082495_08122014141009_8657448
2217504 | Lennox Industries | Energence | Energence | LCH152U4M |  | Single Package AC | 136 |  | 12 | 18.1 | [6 empty] | 2014-06-09 | 2014-08-12 | United States | ES_1082495_08122014141009_2074822
2241195 | Lennox Industries | Energence | Energence | LCH180U4M |  | Single Package AC | 180 |  | 12.7 | 20.2 | [6 empty] | 2015-05-04 | 2015-06-08 | United States | ES_1082495_06082015154544_7702685
2241196 | Lennox Industries | Energence | Energence | LCH240U4M |  | Single Package AC | 234 |  | 12 | 20 | [6 empty] | 2015-05-04 | 2015-06-08 | United States | ES_1082495_06082015154544_7675697
2217505 | Lennox Industries | Energence | Energence | LGH094U4E |  | Gas/Electric Single Package Unit | 92 |  | 13.9 | 21.5 | [6 empty] | 2014-06-09 | 2014-08-12 | United States | ES_1082495_08122014141009_3459488
2217506 | Lennox Industries | Energence | Energence | LGH094U4M |  | Gas/Electric Single Package Unit | 92 |  | 13.4 | 20.7 | [6 empty] | 2014-06-09 | 2014-08-12 | United States | ES_1082495_08122014141009_3428296
2217507 | Lennox Industries | Energence | Energence | LGH122U4E |  | Gas/Electric Single Package Unit | 116 |  | 13.1 | 20 | [6 empty] | 2014-06-09 | 2014-08-12 | United States | ES_1082495_08122014141009_2627347
2217508 | Lennox Industries | Energence | Energence | LGH122U4M |  | Gas/Electric Single Package Unit | 116 |  | 12.6 | 19.2 | [6 empty] | 2014-06-09 | 2014-08-12 | United States | ES_1082495_08122014141009_2340265
2217509 | Lennox Industries | Energence | Energence | LGH152U4E |  | Gas/Electric Single Package Unit | 138 |  | 12.3 | 18.9 | [6 empty] | 2014-06-09 | 2014-08-12 | United States | ES_1082495_08122014141009_9628592
2217510 | Lennox Industries | Energence | Energence | LGH152U4M |  | Gas/Electric Single Package Unit | 136 |  | 12 | 18.1 | [6 empty] | 2014-06-09 | 2014-08-12 | United States | ES_1082495_08122014141009_3693450
2241197 | Lennox Industries | Energence | Energence | LGH180U4M |  | Gas/Electric Single Package Unit | 180 |  | 12.7 | 20.2 | [6 empty] | 2015-05-04 | 2015-06-08 | United States | ES_1082495_06082015154544_3984236
2241198 | Lennox Industries | Energence | Energence | LGH240U4M |  | Gas/Electric Single Package Unit | 234 |  | 12 | 20 | [6 empty] | 2015-05-04 | 2015-06-08 | United States | ES_1082495_06082015154544_6230429
1793331 | Rheem-Ruud Manufacturing | RHEEM RANL SERIES | RANL-037DAZ | RANL-037DAZ |  | Split System AC | 40.5 |  | 12 | [7 empty] | 2005-12-24 | 2012-08-29 | United States, Canada | ES_1045829_4.03381e+006_07022012153054_7497119
1793245 | Rheem-Ruud Manufacturing | RHEEM RJPL SERIES | RJPL-A036C | RJPL-A036C |  | Single Package HP | 36.8 |  | 12 | [7 empty] | 2006-10-30 | 2012-08-29 | United States, Canada | ES_1045829_1.25936e+006_07022012153054_7482697
1793244 | Rheem-Ruud Manufacturing | RHEEM RJPL SERIES | RJPL-A036D | RJPL-A036D |  | Single Package HP | 36.8 |  | 12 | [7 empty] | 2006-10-30 | 2012-08-29 | United States, Canada | ES_1045829_1.25937e+006_07022012153054_7482530
1793269 | Rheem-Ruud Manufacturing | RHEEM RJPL SERIES | RJPL-A060C | RJPL-A060C |  | Single Package HP | 59.5 |  | 11.7 | [7 empty] | 2006-10-30 | 2012-08-29 | United States, Canada | ES_1045829_1.25938e+006_07022012153054_7486722
1793258 | Rheem-Ruud Manufacturing | RHEEM RJPL SERIES | RJPL-C036C | RJPL-C036C |  | Single Package HP | 36.8 |  | 12 | [7 empty] | 2006-10-26 | 2012-08-29 | United States, Canada | ES_1045829_3.89656e+006_07022012153054_7484877
1793263 | Rheem-Ruud Manufacturing | RHEEM RJPL SERIES | RJPL-C036D | RJPL-C036D |  | Single Package HP | 36.8 |  | 12 | [7 empty] | 2006-10-26 | 2012-08-29 | United States, Canada | ES_1045829_3.89656e+006_07022012153054_7485716
1793246 | Rheem-Ruud Manufacturing | RHEEM RJPL SERIES | RJPL-C042C | RJPL-C042C |  | Single Package HP | 42 |  | 11.6 | [7 empty] | 2006-10-26 | 2012-08-29 | United States, Canada | ES_1045829_3.89656e+006_07022012153054_7482865
1793253 | Rheem-Ruud Manufacturing | RHEEM RJPL SERIES | RJPL-C042D | RJPL-C042D |  | Single Package HP | 42 |  | 11.6 | [7 empty] | 2006-10-26 | 2012-08-29 | United States, Canada | ES_1045829_3.89656e+006_07022012153054_7484039
1793247 | Rheem-Ruud Manufacturing | RHEEM RJPL SERIES | RJPL-C048C | RJPL-C048C |  | Single Package HP | 47.5 |  | 11.6 | [7 empty] | 2006-10-26 | 2012-08-29 | United States, Canada | ES_1045829_3.89656e+006_07022012153054_7483033
1793274 | Rheem-Ruud Manufacturing | RHEEM RJPL SERIES | RJPL-C048D | RJPL-C048D |  | Single Package HP | 47.5 |  | 11.6 | [7 empty] | 2006-10-26 | 2012-08-29 | United States, Canada | ES_1045829_3.89656e+006_07022012153054_7487561
1793248 | Rheem-Ruud Manufacturing | RHEEM RJPL SERIES | RJPL-C060C | RJPL-C060C |  | Single Package HP | 59.5 |  | 11.7 | [7 empty] | 2006-10-26 | 2012-08-29 | United States, Canada | ES_1045829_3.89656e+006_07022012153054_7483200
1793249 | Rheem-Ruud Manufacturing | RHEEM RJPL SERIES | RJPL-C060D | RJPL-C060D |  | Single Package HP | 59.5 |  | 11.7 | [7 empty] | 2006-10-26 | 2012-08-29 | United States, Canada | ES_1045829_3.89657e+006_07022012153054_7483368
1793406 | Rheem-Ruud Manufacturing | RHEEM RKNL SERIES | RKNL-B210C | RKNL-B210C |  | Single Package AC | 204 |  | 11.6 | 12.6 | [6 empty] | 2009-11-05 | 2012-08-29 | United States, Canada | ES_1045829_3.59493e+006_07022012153054_7535522
1793407 | Rheem-Ruud Manufacturing | RHEEM RKNL SERIES | RKNL-B210D | RKNL-B210D |  | Single Package AC | 204 |  | 11.6 | 12.6 | [6 empty] | 2009-11-05 | 2012-08-29 | United States, Canada | ES_1045829_3.59493e+006_07022012153054_7535689
1793408 | Rheem-Ruud Manufacturing | RHEEM RKNL SERIES | RKNL-B210Y | RKNL-B210Y |  | Single Package AC | 204 |  | 11.6 | 12.6 | [6 empty] | 2009-11-05 | 2012-08-29 | United States, Canada | ES_1045829_3.59493e+006_07022012153054_7535857
1793267 | Rheem-Ruud Manufacturing | RHEEM RQPM SERIES | RQPM-A037CK | RQPM-A037CK |  | Single Package HP | 35.4 |  | 12 | [7 empty] | 2006-06-19 | 2012-08-29 | United States, Canada | ES_1045829_3.58835e+006_07022012153054_7486387
1793252 | Rheem-Ruud Manufacturing | RHEEM RQPM SERIES | RQPM-A043CK | RQPM-A043CK |  | Single Package HP | 42.5 |  | 12 | [7 empty] | 2006-06-19 | 2012-08-29 | United States, Canada | ES_1045829_3.6103e+006_07022012153054_7483871
1793268 | Rheem-Ruud Manufacturing | RHEEM RQPM SERIES | RQPM-A049CK | RQPM-A049CK |  | Single Package HP | 48 |  | 12 | [7 empty] | 2006-06-19 | 2012-08-29 | United States, Canada | ES_1045829_3.58836e+006_07022012153054_7486554
1793343 | Rheem-Ruud Manufacturing | RHEEM RSPM SERIES | RSPM-A036CK | RSPM-A036CK |  | Single Package AC | 36.2 |  | 12.2 | [7 empty] | 2006-08-17 | 2012-08-29 | United States, Canada | ES_1045829_1.07606e+006_07022012153054_7499132
1793342 | Rheem-Ruud Manufacturing | RHEEM RSPM SERIES | RSPM-A042CK | RSPM-A042CK |  | Single Package AC | 42 |  | 11.85 | [7 empty] | 2006-08-17 | 2012-08-29 | United States, Canada | ES_1045829_1.07606e+006_07022012153054_7498964
1793339 | Rheem-Ruud Manufacturing | RHEEM RSPM SERIES | RSPM-A043CK | RSPM-A043CK |  | Single Package AC | 42 |  | 12 | [7 empty] | 2006-08-17 | 2012-08-29 | United States, Canada | ES_1045829_3.58863e+006_07022012153054_7498461
1793341 | Rheem-Ruud Manufacturing | RHEEM RSPM SERIES | RSPM-A048CK | RSPM-A048CK |  | Single Package AC | 47 |  | 12.6 | [7 empty] | 2006-08-17 | 2012-08-29 | United States, Canada | ES_1045829_1.07607e+006_07022012153054_7498796
1793279 | Rheem-Ruud Manufacturing | RHEEM RSPM SERIES | RSPM-A060CK | RSPM-A060CK |  | Single Package AC | 61 |  | 12.35 | [7 empty] | 2006-08-17 | 2012-08-29 | United States, Canada | ES_1045829_1.07607e+006_07022012153054_7488399
1795119 | York International Corp. UPG | AFFINITY 3H | TCHD30S43S3 | TCHD30S43S3 |  | Split System AC | 28 |  | 13 | [7 empty] | 2010-09-25 | 2012-08-29 | United States, Canada | ES_42777_4.23351e+006_07022012153054_7822786
1795126 | York International Corp. UPG | AFFINITY 3H | TCHD30S43S3 | TCHD30S43S3 |  | Split System AC | 28.4 |  | 13.25 | [7 empty] | 2010-09-28 | 2012-08-29 | United States, Canada | ES_42777_3.7432e+006_07022012153054_7823960
1795127 | York International Corp. UPG | AFFINITY 3H | TCHD30S43S3 | TCHD30S43S3 |  | Split System AC | 29 |  | 13.65 | [7 empty] | 2010-09-28 | 2012-08-29 | United States, Canada | ES_42777_3.74318e+006_07022012153054_7824128
1795128 | York International Corp. UPG | AFFINITY 3H | TCHD30S43S3 | TCHD30S43S3 |  | Split System AC | 29.4 |  | 13.7 | [7 empty] | 2010-09-28 | 2012-08-29 | United States, Canada | ES_42777_3.74319e+006_07022012153054_7824296
1795129 | York International Corp. UPG | AFFINITY 3H | TCHD30S43S3 | TCHD30S43S3 |  | Split System AC | 28.8 |  | 12.85 | [7 empty] | 2010-09-28 | 2012-08-29 | United States, Canada | ES_42777_3.74318e+006_07022012153054_7824463
1795130 | York International Corp. UPG | AFFINITY 3H | TCHD30S43S3 | TCHD30S43S3 |  | Split System AC | 28.8 |  | 13.2 | [7 empty] | 2010-09-28 | 2012-08-29 | United States, Canada | ES_42777_3.74318e+006_07022012153054_7824631
1795141 | York International Corp. UPG | AFFINITY 3H | TCHD30S43S3 | TCHD30S43S3 |  | Split System AC | 28 |  | 13 | [7 empty] | 2010-09-25 | 2012-08-29 | United States, Canada | ES_42777_4.23365e+006_07022012153054_7826476
1795143 | York International Corp. UPG | AFFINITY 3H | TCHD30S43S3 | TCHD30S43S3 |  | Split System AC | 28.8 |  | 12.85 | [7 empty] | 2010-09-25 | 2012-08-29 | United States, Canada | ES_42777_4.23364e+006_07022012153054_7826811
1795160 | York International Corp. UPG | AFFINITY 3H | TCHD30S43S3 | TCHD30S43S3 |  | Split System AC | 28.8 |  | 12.8 | [7 empty] | 2010-09-28 | 2012-08-29 | United States, Canada | ES_42777_3.74328e+006_07022012153054_7829662
1795174 | York International Corp. UPG | AFFINITY 3H | TCHD30S43S3 | TCHD30S43S3 |  | Split System AC | 28.4 |  | 13 | [7 empty] | 2010-09-25 | 2012-08-29 | United States, Canada | ES_42777_4.2335e+006_07022012153054_7832010
1795175 | York International Corp. UPG | AFFINITY 3H | TCHD30S43S3 | TCHD30S43S3 |  | Split System AC | 28 |  | 12.85 | [7 empty] | 2010-09-28 | 2012-08-29 | United States, Canada | ES_42777_3.7432e+006_07022012153054_7832177
1795177 | York International Corp. UPG | AFFINITY 3H | TCHD30S43S3 | TCHD30S43S3 |  | Split System AC | 29 |  | 13.6 | [7 empty] | 2010-09-28 | 2012-08-29 | United States, Canada | ES_42777_3.74328e+006_07022012153054_7832513
1795178 | York International Corp. UPG | AFFINITY 3H | TCHD30S43S3 | TCHD30S43S3 |  | Split System AC | 28.2 |  | 13.05 | [7 empty] | 2010-09-28 | 2012-08-29 | United States, Canada | ES_42777_3.74329e+006_07022012153054_7832680
1795179 | York International Corp. UPG | AFFINITY 3H | TCHD30S43S3 | TCHD30S43S3 |  | Split System AC | 28.4 |  | 13.25 | [7 empty] | 2010-09-28 | 2012-08-29 | United States, Canada | ES_42777_3.74329e+006_07022012153054_7832848
1795180 | York International Corp. UPG | AFFINITY 3H | TCHD30S43S3 | TCHD30S43S3 |  | Split System AC | 28 |  | 13 | [7 empty] | 2010-09-28 | 2012-08-29 | United States, Canada | ES_42777_3.7432e+006_07022012153054_7833016
1795181 | York International Corp. UPG | AFFINITY 3H | TCHD30S43S3 | TCHD30S43S3 |  | Split System AC | 28.2 |  | 12.5 | [7 empty] | 2010-09-28 | 2012-08-29 | United States, Canada | ES_42777_3.74316e+006_07022012153054_7833183
1795217 | York International Corp. UPG | AFFINITY 3H | TCHD30S43S3 | TCHD30S43S3 |  | Split System AC | 28 |  | 12.85 | [7 empty] | 2010-09-25 | 2012-08-29 | United States, Canada | ES_42777_4.23364e+006_07022012153054_7839221
1795238 | York International Corp. UPG | AFFINITY 3H | TCHD30S43S3 | TCHD30S43S3 |  | Split System AC | 28.6 |  | 13.2 | [7 empty] | 2010-09-28 | 2012-08-29 | United States, Canada | ES_42777_3.74318e+006_07022012153054_7842742
1795239 | York International Corp. UPG | AFFINITY 3H | TCHD30S43S3 | TCHD30S43S3 |  | Split System AC | 28.2 |  | 13.05 | [7 empty] | 2010-09-28 | 2012-08-29 | United States, Canada | ES_42777_3.7432e+006_07022012153054_7842910
1795249 | York International Corp. UPG | AFFINITY 3H | TCHD30S43S3 | TCHD30S43S3 |  | Split System AC | 28.4 |  | 13.1 | [7 empty] | 2010-09-25 | 2012-08-29 | United States, Canada | ES_42777_4.23364e+006_07022012153054_7844587
1795292 | York International Corp. UPG | AFFINITY 3H | TCHD30S43S3 | TCHD30S43S3 |  | Split System AC | 28 |  | 12.65 | [7 empty] | 2010-09-28 | 2012-08-29 | United States, Canada | ES_42777_3.74329e+006_07022012153054_7851798
1795293 | York International Corp. UPG | AFFINITY 3H | TCHD30S43S3 | TCHD30S43S3 |  | Split System AC | 28 |  | 13 | [7 empty] | 2010-09-28 | 2012-08-29 | United States, Canada | ES_42777_3.74329e+006_07022012153054_7851965
1795295 | York International Corp. UPG | AFFINITY 3H | TCHD30S43S3 | TCHD30S43S3 |  | Split System AC | 28.4 |  | 13 | [7 empty] | 2010-09-28 | 2012-08-29 | United States, Canada | ES_42777_3.74316e+006_07022012153054_7852301
1795296 | York International Corp. UPG | AFFINITY 3H | TCHD30S43S3 | TCHD30S43S3 |  | Split System AC | 28.4 |  | 13.1 | [7 empty] | 2010-09-28 | 2012-08-29 | United States, Canada | ES_42777_3.74317e+006_07022012153054_7852469
1795297 | York International Corp. UPG | AFFINITY 3H | TCHD30S43S3 | TCHD30S43S3 |  | Split System AC | 28.4 |  | 13.1 | [7 empty] | 2010-09-28 | 2012-08-29 | United States, Canada | ES_42777_3.74317e+006_07022012153054_7852636
1795322 | York International Corp. UPG | AFFINITY 3H | TCHD30S43S3 | TCHD30S43S3 |  | Split System AC | 28.4 |  | 13 | [7 empty] | 2010-09-28 | 2012-08-29 | United States, Canada | ES_42777_3.7433e+006_07022012153054_7856829
1795324 | York International Corp. UPG | AFFINITY 3H | TCHD30S43S3 | TCHD30S43S3 |  | Split System AC | 28.8 |  | 13.2 | [7 empty] | 2010-09-28 | 2012-08-29 | United States, Canada | ES_42777_3.74327e+006_07022012153054_7857164
1795325 | York International Corp. UPG | AFFINITY 3H | TCHD30S43S3 | TCHD30S43S3 |  | Split System AC | 28.8 |  | 13.2 | [7 empty] | 2010-09-28 | 2012-08-29 | United States, Canada | ES_42777_3.74328e+006_07022012153054_7857332
1795339 | York International Corp. UPG | AFFINITY 3H | TCHD30S43S3 | TCHD30S43S3 |  | Split System AC | 29 |  | 13.6 | [7 empty] | 2010-09-25 | 2012-08-29 | United States, Canada | ES_42777_4.2335e+006_07022012153054_7859680
1795340 | York International Corp. UPG | AFFINITY 3H | TCHD30S43S3 | TCHD30S43S3 |  | Split System AC | 28.4 |  | 13.15 | [7 empty] | 2010-09-25 | 2012-08-29 | United States, Canada | ES_42777_4.2335e+006_07022012153054_7859847
1795341 | York International Corp. UPG | AFFINITY 3H | TCHD30S43S3 | TCHD30S43S3 |  | Split System AC | 28.8 |  | 13.2 | [7 empty] | 2010-09-25 | 2012-08-29 | United States, Canada | ES_42777_4.2335e+006_07022012153054_7860015
1795342 | York International Corp. UPG | AFFINITY 3H | TCHD30S43S3 | TCHD30S43S3 |  | Split System AC | 28.8 |  | 13.15 | [7 empty] | 2010-09-28 | 2012-08-29 | United States, Canada | ES_42777_3.74318e+006_07022012153054_7860183
1795343 | York International Corp. UPG | AFFINITY 3H | TCHD30S43S3 | TCHD30S43S3 |  | Split System AC | 29 |  | 13.45 | [7 empty] | 2010-09-28 | 2012-08-29 | United States, Canada | ES_42777_3.74318e+006_07022012153054_7860350
1795345 | York International Corp. UPG | AFFINITY 3H | TCHD30S43S3 | TCHD30S43S3 |  | Split System AC | 28 |  | 13 | [7 empty] | 2010-09-28 | 2012-08-29 | United States, Canada | ES_42777_3.7432e+006_07022012153054_7860686
1795362 | York International Corp. UPG | AFFINITY 3H | TCHD30S43S3 | TCHD30S43S3 |  | Split System AC | 29 |  | 13.45 | [7 empty] | 2010-09-25 | 2012-08-29 | United States, Canada | ES_42777_4.23364e+006_07022012153054_7863537
1795363 | York International Corp. UPG | AFFINITY 3H | TCHD30S43S3 | TCHD30S43S3 |  | Split System AC | 28.2 |  | 12.5 | [7 empty] | 2010-09-25 | 2012-08-29 | United States, Canada | ES_42777_4.23364e+006_07022012153054_7863704
1795371 | York International Corp. UPG | AFFINITY 3H | TCHD30S43S3 | TCHD30S43S3 |  | Split System AC | 28.2 |  | 13.05 | [7 empty] | 2010-09-25 | 2012-08-29 | United States, Canada | ES_42777_4.23351e+006_07022012153054_7865046
1795403 | York International Corp. UPG | AFFINITY 3H | TCHD30S43S3 | TCHD30S43S3 |  | Split System AC | 28 |  | 12.65 | [7 empty] | 2010-09-25 | 2012-08-29 | United States, Canada | ES_42777_4.23351e+006_07022012153054_7870412
1795411 | York International Corp. UPG | AFFINITY 3H | TCHD30S43S3 | TCHD30S43S3 |  | Split System AC | 28.4 |  | 13.15 | [7 empty] | 2010-09-28 | 2012-08-29 | United States, Canada | ES_42777_3.74327e+006_07022012153054_7871754
1795416 | York International Corp. UPG | AFFINITY 3H | TCHD30S43S3 | TCHD30S43S3 |  | Split System AC | 28.8 |  | 13.2 | [7 empty] | 2010-09-28 | 2012-08-29 | United States, Canada | ES_42777_3.74316e+006_07022012153054_7872592
1795417 | York International Corp. UPG | AFFINITY 3H | TCHD30S43S3 | TCHD30S43S3 |  | Split System AC | 28.2 |  | 13.05 | [7 empty] | 2010-09-28 | 2012-08-29 | United States, Canada | ES_42777_3.7432e+006_07022012153054_7872760
1795419 | York International Corp. UPG | AFFINITY 3H | TCHD30S43S3 | TCHD30S43S3 |  | Split System AC | 28.2 |  | 13.05 | [7 empty] | 2010-09-25 | 2012-08-29 | United States, Canada | ES_42777_4.23365e+006_07022012153054_7873095
1795421 | York International Corp. UPG | AFFINITY 3H | TCHD30S43S3 | TCHD30S43S3 |  | Split System AC | 28.4 |  | 13.1 | [7 empty] | 2010-09-25 | 2012-08-29 | United States, Canada | ES_42777_4.23364e+006_07022012153054_7873431
1795448 | York International Corp. UPG | AFFINITY 3H | TCHD30S43S3 | TCHD30S43S3 |  | Split System AC | 28.4 |  | 13.25 | [7 empty] | 2010-09-25 | 2012-08-29 | United States, Canada | ES_42777_4.23351e+006_07022012153054_7877958
1795454 | York International Corp. UPG | AFFINITY 3H | TCHD30S43S3 | TCHD30S43S3 |  | Split System AC | 29 |  | 13.65 | [7 empty] | 2010-09-28 | 2012-08-29 | United States, Canada | ES_42777_3.74328e+006_07022012153054_7878965
1795458 | York International Corp. UPG | AFFINITY 3H | TCHD30S43S3 | TCHD30S43S3 |  | Split System AC | 29 |  | 13.6 | [7 empty] | 2010-09-28 | 2012-08-29 | United States, Canada | ES_42777_3.74318e+006_07022012153054_7879635
1795461 | York International Corp. UPG | AFFINITY 3H | TCHD30S43S3 | TCHD30S43S3 |  | Split System AC | 29 |  | 13.35 | [7 empty] | 2010-09-28 | 2012-08-29 | United States, Canada | ES_42777_3.74319e+006_07022012153054_7880139
1795462 | York International Corp. UPG | AFFINITY 3H | TCHD30S43S3 | TCHD30S43S3 |  | Split System AC | 29 |  | 13.5 | [7 empty] | 2010-09-28 | 2012-08-29 | United States, Canada | ES_42777_3.74319e+006_07022012153054_7880306
1795463 | York International Corp. UPG | AFFINITY 3H | TCHD30S43S3 | TCHD30S43S3 |  | Split System AC | 28 |  | 12.65 | [7 empty] | 2010-09-28 | 2012-08-29 | United States, Canada | ES_42777_3.7432e+006_07022012153054_7880474
1795471 | York International Corp. UPG | AFFINITY 3H | TCHD30S43S3 | TCHD30S43S3 |  | Split System AC | 28.8 |  | 13.15 | [7 empty] | 2010-09-25 | 2012-08-29 | United States, Canada | ES_42777_4.23364e+006_07022012153054_7881815
1795475 | York International Corp. UPG | AFFINITY 3H | TCHD30S43S3 | TCHD30S43S3 |  | Split System AC | 28.8 |  | 13.2 | [7 empty] | 2010-09-25 | 2012-08-29 | United States, Canada | ES_42777_4.2335e+006_07022012153054_7882486
1795476 | York International Corp. UPG | AFFINITY 3H | TCHD30S43S3 | TCHD30S43S3 |  | Split System AC | 29 |  | 13.65 | [7 empty] | 2010-09-25 | 2012-08-29 | United States, Canada | ES_42777_4.23351e+006_07022012153054_7882654
1795519 | York International Corp. UPG | AFFINITY 3H | TCHD30S43S3 | TCHD30S43S3 |  | Split System AC | 28.8 |  | 12.8 | [7 empty] | 2010-09-25 | 2012-08-29 | United States, Canada | ES_42777_4.2335e+006_07022012153054_7889865
1795528 | York International Corp. UPG | AFFINITY 3H | TCHD30S43S3 | TCHD30S43S3 |  | Split System AC | 28.6 |  | 13.25 | [7 empty] | 2010-09-28 | 2012-08-29 | United States, Canada | ES_42777_3.74318e+006_07022012153054_7891374
1795530 | York International Corp. UPG | AFFINITY 3H | TCHD30S43S3 | TCHD30S43S3 |  | Split System AC | 28.4 |  | 13.15 | [7 empty] | 2010-09-28 | 2012-08-29 | United States, Canada | ES_42777_3.74316e+006_07022012153054_7891710
1795531 | York International Corp. UPG | AFFINITY 3H | TCHD30S43S3 | TCHD30S43S3 |  | Split System AC | 28.8 |  | 12.8 | [7 empty] | 2010-09-28 | 2012-08-29 | United States, Canada | ES_42777_3.74317e+006_07022012153054_7891877
1795107 | York International Corp. UPG | AFFINITY 3H | TCHD30S44S3 | TCHD30S44S3 |  | Split System AC | 29 |  | 13.45 | [7 empty] | 2010-09-28 | 2012-08-29 | United States, Canada | ES_42777_3.74334e+006_07022012153054_7820774
1795108 | York International Corp. UPG | AFFINITY 3H | TCHD30S44S3 | TCHD30S44S3 |  | Split System AC | 28.8 |  | 12.8 | [7 empty] | 2010-09-28 | 2012-08-29 | United States, Canada | ES_42777_3.74333e+006_07022012153054_7820942
1795109 | York International Corp. UPG | AFFINITY 3H | TCHD30S44S3 | TCHD30S44S3 |  | Split System AC | 28 |  | 13 | [7 empty] | 2010-09-28 | 2012-08-29 | United States, Canada | ES_42777_3.74336e+006_07022012153054_7821109
1795120 | York International Corp. UPG | AFFINITY 3H | TCHD30S44S3 | TCHD30S44S3 |  | Split System AC | 28 |  | 12.65 | [7 empty] | 2010-09-25 | 2012-08-29 | United States, Canada | ES_42777_4.23353e+006_07022012153054_7822954
1795132 | York International Corp. UPG | AFFINITY 3H | TCHD30S44S3 | TCHD30S44S3 |  | Split System AC | 28.4 |  | 13.1 | [7 empty] | 2010-09-28 | 2012-08-29 | United States, Canada | ES_42777_3.74332e+006_07022012153054_7824966
1795133 | York International Corp. UPG | AFFINITY 3H | TCHD30S44S3 | TCHD30S44S3 |  | Split System AC | 28.4 |  | 13 | [7 empty] | 2010-09-28 | 2012-08-29 | United States, Canada | ES_42777_3.74332e+006_07022012153054_7825134
1795140 | York International Corp. UPG | AFFINITY 3H | TCHD30S44S3 | TCHD30S44S3 |  | Split System AC | 28 |  | 12.85 | [7 empty] | 2010-09-25 | 2012-08-29 | United States, Canada | ES_42777_4.23365e+006_07022012153054_7826308
1795151 | York International Corp. UPG | AFFINITY 3H | TCHD30S44S3 | TCHD30S44S3 |  | Split System AC | 29 |  | 13.65 | [7 empty] | 2010-09-28 | 2012-08-29 | United States, Canada | ES_42777_3.74343e+006_07022012153054_7828153
1795159 | York International Corp. UPG | AFFINITY 3H | TCHD30S44S3 | TCHD30S44S3 |  | Split System AC | 28.6 |  | 13.2 | [7 empty] | 2010-09-28 | 2012-08-29 | United States, Canada | ES_42777_3.74334e+006_07022012153054_7829494
1795169 | York International Corp. UPG | AFFINITY 3H | TCHD30S44S3 | TCHD30S44S3 |  | Split System AC | 28.4 |  | 13.25 | [7 empty] | 2010-09-25 | 2012-08-29 | United States, Canada | ES_42777_4.23353e+006_07022012153054_7831171
1795170 | York International Corp. UPG | AFFINITY 3H | TCHD30S44S3 | TCHD30S44S3 |  | Split System AC | 28.8 |  | 13.2 | [7 empty] | 2010-09-25 | 2012-08-29 | United States, Canada | ES_42777_4.23352e+006_07022012153054_7831339
1795182 | York International Corp. UPG | AFFINITY 3H | TCHD30S44S3 | TCHD30S44S3 |  | Split System AC | 28.4 |  | 13.1 | [7 empty] | 2010-09-28 | 2012-08-29 | United States, Canada | ES_42777_3.74332e+006_07022012153054_7833351
1795183 | York International Corp. UPG | AFFINITY 3H | TCHD30S44S3 | TCHD30S44S3 |  | Split System AC | 28.4 |  | 13.15 | [7 empty] | 2010-09-28 | 2012-08-29 | United States, Canada | ES_42777_3.74332e+006_07022012153054_7833519
1795218 | York International Corp. UPG | AFFINITY 3H | TCHD30S44S3 | TCHD30S44S3 |  | Split System AC | 28.8 |  | 12.85 | [7 empty] | 2010-09-25 | 2012-08-29 | United States, Canada | ES_42777_4.23365e+006_07022012153054_7839388
1795231 | York International Corp. UPG | AFFINITY 3H | TCHD30S44S3 | TCHD30S44S3 |  | Split System AC | 28.2 |  | 13.05 | [7 empty] | 2010-09-28 | 2012-08-29 | United States, Canada | ES_42777_3.74344e+006_07022012153054_7841568
1795233 | York International Corp. UPG | AFFINITY 3H | TCHD30S44S3 | TCHD30S44S3 |  | Split System AC | 28.8 |  | 13.2 | [7 empty] | 2010-09-28 | 2012-08-29 | United States, Canada | ES_42777_3.74343e+006_07022012153054_7841904
1795234 | York International Corp. UPG | AFFINITY 3H | TCHD30S44S3 | TCHD30S44S3 |  | Split System AC | 28 |  | 12.65 | [7 empty] | 2010-09-28 | 2012-08-29 | United States, Canada | ES_42777_3.74343e+006_07022012153054_7842071
1795235 | York International Corp. UPG | AFFINITY 3H | TCHD30S44S3 | TCHD30S44S3 |  | Split System AC | 28 |  | 13 | [7 empty] | 2010-09-28 | 2012-08-29 | United States, Canada | ES_42777_3.74335e+006_07022012153054_7842239
1795247 | York International Corp. UPG | AFFINITY 3H | TCHD30S44S3 | TCHD30S44S3 |  | Split System AC | 28.2 |  | 13.05 | [7 empty] | 2010-09-25 | 2012-08-29 | United States, Canada | ES_42777_4.23365e+006_07022012153054_7844251
1795248 | York International Corp. UPG | AFFINITY 3H | TCHD30S44S3 | TCHD30S44S3 |  | Split System AC | 28.4 |  | 13.1 | [7 empty] | 2010-09-25 | 2012-08-29 | United States, Canada | ES_42777_4.23365e+006_07022012153054_7844419
1795253 | York International Corp. UPG | AFFINITY 3H | TCHD30S44S3 | TCHD30S44S3 |  | Split System AC | 29 |  | 13.65 | [7 empty] | 2010-09-25 | 2012-08-29 | United States, Canada | ES_42777_4.23352e+006_07022012153054_7845258
1795254 | York International Corp. UPG | AFFINITY 3H | TCHD30S44S3 | TCHD30S44S3 |  | Split System AC | 28.4 |  | 13 | [7 empty] | 2010-09-25 | 2012-08-29 | United States, Canada | ES_42777_4.23352e+006_07022012153054_7845425
1795255 | York International Corp. UPG | AFFINITY 3H | TCHD30S44S3 | TCHD30S44S3 |  | Split System AC | 28.4 |  | 13.15 | [7 empty] | 2010-09-25 | 2012-08-29 | United States, Canada | ES_42777_4.23352e+006_07022012153054_7845593
1795256 | York International Corp. UPG | AFFINITY 3H | TCHD30S44S3 | TCHD30S44S3 |  | Split System AC | 28.8 |  | 13.2 | [7 empty] | 2010-09-25 | 2012-08-29 | United States, Canada | ES_42777_4.23352e+006_07022012153054_7845761
1795274 | York International Corp. UPG | AFFINITY 3H | TCHD30S44S3 | TCHD30S44S3 |  | Split System AC | 28.4 |  | 13.15 | [7 empty] | 2010-09-28 | 2012-08-29 | United States, Canada | ES_42777_3.74345e+006_07022012153054_7848779
1795275 | York International Corp. UPG | AFFINITY 3H | TCHD30S44S3 | TCHD30S44S3 |  | Split System AC | 28.4 |  | 13 | [7 empty] | 2010-09-28 | 2012-08-29 | United States, Canada | ES_42777_3.74345e+006_07022012153054_7848947
1795276 | York International Corp. UPG | AFFINITY 3H | TCHD30S44S3 | TCHD30S44S3 |  | Split System AC | 28.2 |  | 13.05 | [7 empty] | 2010-09-28 | 2012-08-29 | United States, Canada | ES_42777_3.74335e+006_07022012153054_7849115
1795277 | York International Corp. UPG | AFFINITY 3H | TCHD30S44S3 | TCHD30S44S3 |  | Split System AC | 28.6 |  | 13.25 | [7 empty] | 2010-09-28 | 2012-08-29 | United States, Canada | ES_42777_3.74334e+006_07022012153054_7849282
1795279 | York International Corp. UPG | AFFINITY 3H | TCHD30S44S3 | TCHD30S44S3 |  | Split System AC | 29 |  | 13.65 | [7 empty] | 2010-09-28 | 2012-08-29 | United States, Canada | ES_42777_3.74333e+006_07022012153054_7849618
1795313 | York International Corp. UPG | AFFINITY 3H | TCHD30S44S3 | TCHD30S44S3 |  | Split System AC | 28.2 |  | 13.05 | [7 empty] | 2010-09-25 | 2012-08-29 | United States, Canada | ES_42777_4.23353e+006_07022012153054_7855319
1795320 | York International Corp. UPG | AFFINITY 3H | TCHD30S44S3 | TCHD30S44S3 |  | Split System AC | 29 |  | 13.35 | [7 empty] | 2010-09-28 | 2012-08-29 | United States, Canada | ES_42777_3.74334e+006_07022012153054_7856493
1795321 | York International Corp. UPG | AFFINITY 3H | TCHD30S44S3 | TCHD30S44S3 |  | Split System AC | 29 |  | 13.5 | [7 empty] | 2010-09-28 | 2012-08-29 | United States, Canada | ES_42777_3.74334e+006_07022012153054_7856661
1795323 | York International Corp. UPG | AFFINITY 3H | TCHD30S44S3 | TCHD30S44S3 |  | Split System AC | 28.8 |  | 12.85 | [7 empty] | 2010-09-28 | 2012-08-29 | United States, Canada | ES_42777_3.74333e+006_07022012153054_7856996
1795344 | York International Corp. UPG | AFFINITY 3H | TCHD30S44S3 | TCHD30S44S3 |  | Split System AC | 28.8 |  | 13.2 | [7 empty] | 2010-09-28 | 2012-08-29 | United States, Canada | ES_42777_3.74332e+006_07022012153054_7860518
1795356 | York International Corp. UPG | AFFINITY 3H | TCHD30S44S3 | TCHD30S44S3 |  | Split System AC | 28 |  | 13 | [7 empty] | 2010-09-25 | 2012-08-29 | United States, Canada | ES_42777_4.23366e+006_07022012153054_7862530
1795360 | York International Corp. UPG | AFFINITY 3H | TCHD30S44S3 | TCHD30S44S3 |  | Split System AC | 28.8 |  | 13.15 | [7 empty] | 2010-09-25 | 2012-08-29 | United States, Canada | ES_42777_4.23365e+006_07022012153054_7863201
1795361 | York International Corp. UPG | AFFINITY 3H | TCHD30S44S3 | TCHD30S44S3 |  | Split System AC | 28.2 |  | 12.5 | [7 empty] | 2010-09-25 | 2012-08-29 | United States, Canada | ES_42777_4.23365e+006_07022012153054_7863369
1795372 | York International Corp. UPG | AFFINITY 3H | TCHD30S44S3 | TCHD30S44S3 |  | Split System AC | 29 |  | 13.6 | [7 empty] | 2010-09-25 | 2012-08-29 | United States, Canada | ES_42777_4.23352e+006_07022012153054_7865214
1795385 | York International Corp. UPG | AFFINITY 3H | TCHD30S44S3 | TCHD30S44S3 |  | Split System AC | 28.8 |  | 12.8 | [7 empty] | 2010-09-28 | 2012-08-29 | United States, Canada | ES_42777_3.74343e+006_07022012153054_7867394
1795386 | York International Corp. UPG | AFFINITY 3H | TCHD30S44S3 | TCHD30S44S3 |  | Split System AC | 29 |  | 13.6 | [7 empty] | 2010-09-28 | 2012-08-29 | United States, Canada | ES_42777_3.74343e+006_07022012153054_7867561
1795387 | York International Corp. UPG | AFFINITY 3H | TCHD30S44S3 | TCHD30S44S3 |  | Split System AC | 28 |  | 13 | [7 empty] | 2010-09-28 | 2012-08-29 | United States, Canada | ES_42777_3.74343e+006_07022012153054_7867729
1795388 | York International Corp. UPG | AFFINITY 3H | TCHD30S44S3 | TCHD30S44S3 |  | Split System AC | 28.4 |  | 13.25 | [7 empty] | 2010-09-28 | 2012-08-29 | United States, Canada | ES_42777_3.74344e+006_07022012153054_7867897
1795392 | York International Corp. UPG | AFFINITY 3H | TCHD30S44S3 | TCHD30S44S3 |  | Split System AC | 28.8 |  | 13.15 | [7 empty] | 2010-09-28 | 2012-08-29 | United States, Canada | ES_42777_3.74334e+006_07022012153054_7868567
1795393 | York International Corp. UPG | AFFINITY 3H | TCHD30S44S3 | TCHD30S44S3 |  | Split System AC | 29.4 |  | 13.7 | [7 empty] | 2010-09-28 | 2012-08-29 | United States, Canada | ES_42777_3.74334e+006_07022012153054_7868735
1795394 | York International Corp. UPG | AFFINITY 3H | TCHD30S44S3 | TCHD30S44S3 |  | Split System AC | 28.4 |  | 13.25 | [7 empty] | 2010-09-28 | 2012-08-29 | United States, Canada | ES_42777_3.74336e+006_07022012153054_7868903
1795420 | York International Corp. UPG | AFFINITY 3H | TCHD30S44S3 | TCHD30S44S3 |  | Split System AC | 28.4 |  | 13.1 | [7 empty] | 2010-09-25 | 2012-08-29 | United States, Canada | ES_42777_4.23365e+006_07022012153054_7873263
1795442 | York International Corp. UPG | AFFINITY 3H | TCHD30S44S3 | TCHD30S44S3 |  | Split System AC | 28.2 |  | 13.05 | [7 empty] | 2010-09-28 | 2012-08-29 | United States, Canada | ES_42777_3.74336e+006_07022012153054_7876952
1795444 | York International Corp. UPG | AFFINITY 3H | TCHD30S44S3 | TCHD30S44S3 |  | Split System AC | 28.8 |  | 13.2 | [7 empty] | 2010-09-28 | 2012-08-29 | United States, Canada | ES_42777_3.74345e+006_07022012153054_7877288
1795447 | York International Corp. UPG | AFFINITY 3H | TCHD30S44S3 | TCHD30S44S3 |  | Split System AC | 28.8 |  | 12.8 | [7 empty] | 2010-09-25 | 2012-08-29 | United States, Canada | ES_42777_4.23352e+006_07022012153054_7877791
1795473 | York International Corp. UPG | AFFINITY 3H | TCHD30S44S3 | TCHD30S44S3 |  | Split System AC | 29 |  | 13.45 | [7 empty] | 2010-09-25 | 2012-08-29 | United States, Canada | ES_42777_4.23365e+006_07022012153054_7882151
1795483 | York International Corp. UPG | AFFINITY 3H | TCHD30S44S3 | TCHD30S44S3 |  | Split System AC | 28 |  | 13 | [7 empty] | 2010-09-25 | 2012-08-29 | United States, Canada | ES_42777_4.23353e+006_07022012153054_7883828
1795499 | York International Corp. UPG | AFFINITY 3H | TCHD30S44S3 | TCHD30S44S3 |  | Split System AC | 28 |  | 12.85 | [7 empty] | 2010-09-28 | 2012-08-29 | United States, Canada | ES_42777_3.74336e+006_07022012153054_7886511
1795500 | York International Corp. UPG | AFFINITY 3H | TCHD30S44S3 | TCHD30S44S3 |  | Split System AC | 28 |  | 12.65 | [7 empty] | 2010-09-28 | 2012-08-29 | United States, Canada | ES_42777_3.74335e+006_07022012153054_7886679
1795501 | York International Corp. UPG | AFFINITY 3H | TCHD30S44S3 | TCHD30S44S3 |  | Split System AC | 28.8 |  | 13.2 | [7 empty] | 2010-09-28 | 2012-08-29 | United States, Canada | ES_42777_3.74333e+006_07022012153054_7886846
1795502 | York International Corp. UPG | AFFINITY 3H | TCHD30S44S3 | TCHD30S44S3 |  | Split System AC | 29 |  | 13.6 | [7 empty] | 2010-09-28 | 2012-08-29 | United States, Canada | ES_42777_3.74333e+006_07022012153054_7887014
1795532 | York International Corp. UPG | AFFINITY 3H | TCHD30S44S3 | TCHD30S44S3 |  | Split System AC | 28.2 |  | 12.5 | [7 empty] | 2010-09-28 | 2012-08-29 | United States, Canada | ES_42777_3.74332e+006_07022012153054_7892045
1795085 | York International Corp. UPG | AFFINITY 3H | TCHD36S43S3 | TCHD36S43S3 |  | Split System AC | 34.2 |  | 12.1 | [7 empty] | 2010-09-25 | 2012-08-29 | United States, Canada | ES_42777_4.23366e+006_07022012153054_7817085
1795086 | York International Corp. UPG | AFFINITY 3H | TCHD36S43S3 | TCHD36S43S3 |  | Split System AC | 33.6 |  | 12.4 | [7 empty] | 2010-09-25 | 2012-08-29 | United States, Canada | ES_42777_4.23357e+006_07022012153054_7817252
1795094 | York International Corp. UPG | AFFINITY 3H | TCHD36S43S3 | TCHD36S43S3 |  | Split System AC | 35 |  | 13 | [7 empty] | 2010-09-25 | 2012-08-29 | United States, Canada | ES_42777_3.7439e+006_07022012153054_7818594
1795095 | York International Corp. UPG | AFFINITY 3H | TCHD36S43S3 | TCHD36S43S3 |  | Split System AC | 34.8 |  | 13.05 | [7 empty] | 2010-09-25 | 2012-08-29 | United States, Canada | ES_42777_3.74391e+006_07022012153054_7818762
1795096 | York International Corp. UPG | AFFINITY 3H | TCHD36S43S3 | TCHD36S43S3 |  | Split System AC | 34.8 |  | 13 | [7 empty] | 2010-09-25 | 2012-08-29 | United States, Canada | ES_42777_3.74391e+006_07022012153054_7818929
1795102 | York International Corp. UPG | AFFINITY 3H | TCHD36S43S3 | TCHD36S43S3 |  | Split System AC | 34.6 |  | 13 | [7 empty] | 2010-09-25 | 2012-08-29 | United States, Canada | ES_42777_3.7438e+006_07022012153054_7819935
1795103 | York International Corp. UPG | AFFINITY 3H | TCHD36S43S3 | TCHD36S43S3 |  | Split System AC | 34.4 |  | 12.35 | [7 empty] | 2010-09-25 | 2012-08-29 | United States, Canada | ES_42777_3.74381e+006_07022012153054_7820103
1795139 | York International Corp. UPG | AFFINITY 3H | TCHD36S43S3 | TCHD36S43S3 |  | Split System AC | 34.8 |  | 12.4 | [7 empty] | 2010-09-25 | 2012-08-29 | United States, Canada | ES_42777_4.23367e+006_07022012153054_7826140
1795142 | York International Corp. UPG | AFFINITY 3H | TCHD36S43S3 | TCHD36S43S3 |  | Split System AC | 34.2 |  | 12.1 | [7 empty] | 2010-09-25 | 2012-08-29 | United States, Canada | ES_42777_4.23356e+006_07022012153054_7826643
1795147 | York International Corp. UPG | AFFINITY 3H | TCHD36S43S3 | TCHD36S43S3 |  | Split System AC | 35.2 |  | 13 | [7 empty] | 2010-09-25 | 2012-08-29 | United States, Canada | ES_42777_3.74379e+006_07022012153054_7827482
1795148 | York International Corp. UPG | AFFINITY 3H | TCHD36S43S3 | TCHD36S43S3 |  | Split System AC | 35 |  | 13.1 | [7 empty] | 2010-09-25 | 2012-08-29 | United States, Canada | ES_42777_3.74379e+006_07022012153054_7827649
1795149 | York International Corp. UPG | AFFINITY 3H | TCHD36S43S3 | TCHD36S43S3 |  | Split System AC | 34.6 |  | 12.45 | [7 empty] | 2010-09-25 | 2012-08-29 | United States, Canada | ES_42777_3.74381e+006_07022012153054_7827817
1795150 | York International Corp. UPG | AFFINITY 3H | TCHD36S43S3 | TCHD36S43S3 |  | Split System AC | 34.8 |  | 13.05 | [7 empty] | 2010-09-25 | 2012-08-29 | United States, Canada | ES_42777_3.74381e+006_07022012153054_7827985
1795152 | York International Corp. UPG | AFFINITY 3H | TCHD36S43S3 | TCHD36S43S3 |  | Split System AC | 35.2 |  | 13.2 | [7 empty] | 2010-09-25 | 2012-08-29 | United States, Canada | ES_42777_3.74378e+006_07022012153054_7828320
1795153 | York International Corp. UPG | AFFINITY 3H | TCHD36S43S3 | TCHD36S43S3 |  | Split System AC | 35 |  | 12.8 | [7 empty] | 2010-09-25 | 2012-08-29 | United States, Canada | ES_42777_3.74379e+006_07022012153054_7828488
1795155 | York International Corp. UPG | AFFINITY 3H | TCHD36S43S3 | TCHD36S43S3 |  | Split System AC | 33 |  | 12.15 | [7 empty] | 2010-09-25 | 2012-08-29 | United States, Canada | ES_42777_3.74378e+006_07022012153054_7828823
1795167 | York International Corp. UPG | AFFINITY 3H | TCHD36S43S3 | TCHD36S43S3 |  | Split System AC | 34.6 |  | 12.45 | [7 empty] | 2010-09-25 | 2012-08-29 | United States, Canada | ES_42777_4.23357e+006_07022012153054_7830836
1795206 | York International Corp. UPG | AFFINITY 3H | TCHD36S43S3 | TCHD36S43S3 |  | Split System AC | 34.8 |  | 12.4 | [7 empty] | 2010-09-25 | 2012-08-29 | United States, Canada | ES_42777_3.74382e+006_07022012153054_7837376
1795214 | York International Corp. UPG | AFFINITY 3H | TCHD36S43S3 | TCHD36S43S3 |  | Split System AC | 34.2 |  | 12.25 | [7 empty] | 2010-09-25 | 2012-08-29 | United States, Canada | ES_42777_4.23366e+006_07022012153054_7838717
1795215 | York International Corp. UPG | AFFINITY 3H | TCHD36S43S3 | TCHD36S43S3 |  | Split System AC | 33.4 |  | 12.35 | [7 empty] | 2010-09-25 | 2012-08-29 | United States, Canada | ES_42777_4.23367e+006_07022012153054_7838885
1795216 | York International Corp. UPG | AFFINITY 3H | TCHD36S43S3 | TCHD36S43S3 |  | Split System AC | 33.4 |  | 12.3 | [7 empty] | 2010-09-25 | 2012-08-29 | United States, Canada | ES_42777_4.23367e+006_07022012153054_7839053
1795222 | York International Corp. UPG | AFFINITY 3H | TCHD36S43S3 | TCHD36S43S3 |  | Split System AC | 34.4 |  | 12.7 | [7 empty] | 2010-09-25 | 2012-08-29 | United States, Canada | ES_42777_4.23356e+006_07022012153054_7840059
1795223 | York International Corp. UPG | AFFINITY 3H | TCHD36S43S3 | TCHD36S43S3 |  | Split System AC | 33.6 |  | 12.45 | [7 empty] | 2010-09-25 | 2012-08-29 | United States, Canada | ES_42777_4.23357e+006_07022012153054_7840227
1795228 | York International Corp. UPG | AFFINITY 3H | TCHD36S43S3 | TCHD36S43S3 |  | Split System AC | 34.2 |  | 12.25 | [7 empty] | 2010-09-25 | 2012-08-29 | United States, Canada | ES_42777_3.74378e+006_07022012153054_7841065
1795229 | York International Corp. UPG | AFFINITY 3H | TCHD36S43S3 | TCHD36S43S3 |  | Split System AC | 34.2 |  | 12.1 | [7 empty] | 2010-09-25 | 2012-08-29 | United States, Canada | ES_42777_3.74378e+006_07022012153054_7841233
1795230 | York International Corp. UPG | AFFINITY 3H | TCHD36S43S3 | TCHD36S43S3 |  | Split System AC | 34.2 |  | 12.1 | [7 empty] | 2010-09-25 | 2012-08-29 | United States, Canada | ES_42777_3.74378e+006_07022012153054_7841401
1795250 | York International Corp. UPG | AFFINITY 3H | TCHD36S43S3 | TCHD36S43S3 |  | Split System AC | 33.6 |  | 12.6 | [7 empty] | 2010-09-25 | 2012-08-29 | United States, Canada | ES_42777_4.23357e+006_07022012153054_7844755
1795252 | York International Corp. UPG | AFFINITY 3H | TCHD36S43S3 | TCHD36S43S3 |  | Split System AC | 33.4 |  | 12.3 | [7 empty] | 2010-09-25 | 2012-08-29 | United States, Canada | ES_42777_4.23357e+006_07022012153054_7845090
1795260 | York International Corp. UPG | AFFINITY 3H | TCHD36S43S3 | TCHD36S43S3 |  | Split System AC | 33.6 |  | 12.45 | [7 empty] | 2010-09-25 | 2012-08-29 | United States, Canada | ES_42777_3.74382e+006_07022012153054_7846431
1795262 | York International Corp. UPG | AFFINITY 3H | TCHD36S43S3 | TCHD36S43S3 |  | Split System AC | 34.8 |  | 13 | [7 empty] | 2010-09-25 | 2012-08-29 | United States, Canada | ES_42777_3.74381e+006_07022012153054_7846767
1795263 | York International Corp. UPG | AFFINITY 3H | TCHD36S43S3 | TCHD36S43S3 |  | Split System AC | 34.6 |  | 12.85 | [7 empty] | 2010-09-25 | 2012-08-29 | United States, Canada | ES_42777_3.74378e+006_07022012153054_7846935
1795264 | York International Corp. UPG | AFFINITY 3H | TCHD36S43S3 | TCHD36S43S3 |  | Split System AC | 34.6 |  | 13 | [7 empty] | 2010-09-25 | 2012-08-29 | United States, Canada | ES_42777_3.74379e+006_07022012153054_7847102
1795265 | York International Corp. UPG | AFFINITY 3H | TCHD36S43S3 | TCHD36S43S3 |  | Split System AC | 34.4 |  | 12.5 | [7 empty] | 2010-09-25 | 2012-08-29 | United States, Canada | ES_42777_3.74379e+006_07022012153054_7847270
1795289 | York International Corp. UPG | AFFINITY 3H | TCHD36S43S3 | TCHD36S43S3 |  | Split System AC | 34.6 |  | 12.45 | [7 empty] | 2010-09-25 | 2012-08-29 | United States, Canada | ES_42777_3.74391e+006_07022012153054_7851295
1795302 | York International Corp. UPG | AFFINITY 3H | TCHD36S43S3 | TCHD36S43S3 |  | Split System AC | 35.2 |  | 12.55 | [7 empty] | 2010-09-25 | 2012-08-29 | United States, Canada | ES_42777_4.23366e+006_07022012153054_7853475
1795309 | York International Corp. UPG | AFFINITY 3H | TCHD36S43S3 | TCHD36S43S3 |  | Split System AC | 35.2 |  | 13.2 | [7 empty] | 2010-09-25 | 2012-08-29 | United States, Canada | ES_42777_4.23356e+006_07022012153054_7854649
1795310 | York International Corp. UPG | AFFINITY 3H | TCHD36S43S3 | TCHD36S43S3 |  | Split System AC | 34.8 |  | 13.05 | [7 empty] | 2010-09-25 | 2012-08-29 | United States, Canada | ES_42777_4.23357e+006_07022012153054_7854816
1795311 | York International Corp. UPG | AFFINITY 3H | TCHD36S43S3 | TCHD36S43S3 |  | Split System AC | 33.8 |  | 12.55 | [7 empty] | 2010-09-25 | 2012-08-29 | United States, Canada | ES_42777_4.23356e+006_07022012153054_7854984
1795312 | York International Corp. UPG | AFFINITY 3H | TCHD36S43S3 | TCHD36S43S3 |  | Split System AC | 33 |  | 12.15 | [7 empty] | 2010-09-25 | 2012-08-29 | United States, Canada | ES_42777_4.23356e+006_07022012153054_7855152
1795317 | York International Corp. UPG | AFFINITY 3H | TCHD36S43S3 | TCHD36S43S3 |  | Split System AC | 33.4 |  | 12.3 | [7 empty] | 2010-09-25 | 2012-08-29 | United States, Canada | ES_42777_3.74383e+006_07022012153054_7855990
1795357 | York International Corp. UPG | AFFINITY 3H | TCHD36S43S3 | TCHD36S43S3 |  | Split System AC | 34.6 |  | 12.7 | [7 empty] | 2010-09-25 | 2012-08-29 | United States, Canada | ES_42777_4.23367e+006_07022012153054_7862698
1795358 | York International Corp. UPG | AFFINITY 3H | TCHD36S43S3 | TCHD36S43S3 |  | Split System AC | 35.2 |  | 13 | [7 empty] | 2010-09-25 | 2012-08-29 | United States, Canada | ES_42777_4.23366e+006_07022012153054_7862866
1795359 | York International Corp. UPG | AFFINITY 3H | TCHD36S43S3 | TCHD36S43S3 |  | Split System AC | 34.4 |  | 12.35 | [7 empty] | 2010-09-25 | 2012-08-29 | United States, Canada | ES_42777_4.23367e+006_07022012153054_7863033
1795369 | York International Corp. UPG | AFFINITY 3H | TCHD36S43S3 | TCHD36S43S3 |  | Split System AC | 34.6 |  | 12.85 | [7 empty] | 2010-09-25 | 2012-08-29 | United States, Canada | ES_42777_4.23356e+006_07022012153054_7864710
1795370 | York International Corp. UPG | AFFINITY 3H | TCHD36S43S3 | TCHD36S43S3 |  | Split System AC | 35 |  | 13 | [7 empty] | 2010-09-25 | 2012-08-29 | United States, Canada | ES_42777_4.23356e+006_07022012153054_7864878
1795377 | York International Corp. UPG | AFFINITY 3H | TCHD36S43S3 | TCHD36S43S3 |  | Split System AC | 34.4 |  | 12.7 | [7 empty] | 2010-09-25 | 2012-08-29 | United States, Canada | ES_42777_3.7439e+006_07022012153054_7866052
1795378 | York International Corp. UPG | AFFINITY 3H | TCHD36S43S3 | TCHD36S43S3 |  | Split System AC | 33.6 |  | 12.6 | [7 empty] | 2010-09-25 | 2012-08-29 | United States, Canada | ES_42777_3.74392e+006_07022012153054_7866220
1795382 | York International Corp. UPG | AFFINITY 3H | TCHD36S43S3 | TCHD36S43S3 |  | Split System AC | 34.6 |  | 12.7 | [7 empty] | 2010-09-25 | 2012-08-29 | United States, Canada | ES_42777_3.74381e+006_07022012153054_7866890
1795383 | York International Corp. UPG | AFFINITY 3H | TCHD36S43S3 | TCHD36S43S3 |  | Split System AC | 34.4 |  | 12.7 | [7 empty] | 2010-09-25 | 2012-08-29 | United States, Canada | ES_42777_3.74378e+006_07022012153054_7867058
1795424 | York International Corp. UPG | AFFINITY 3H | TCHD36S43S3 | TCHD36S43S3 |  | Split System AC | 33.4 |  | 12.25 | [7 empty] | 2010-09-25 | 2012-08-29 | United States, Canada | ES_42777_4.23367e+006_07022012153054_7873934
1795432 | York International Corp. UPG | AFFINITY 3H | TCHD36S43S3 | TCHD36S43S3 |  | Split System AC | 34.6 |  | 12.85 | [7 empty] | 2010-09-25 | 2012-08-29 | United States, Canada | ES_42777_3.7439e+006_07022012153054_7875275
1795433 | York International Corp. UPG | AFFINITY 3H | TCHD36S43S3 | TCHD36S43S3 |  | Split System AC | 33.6 |  | 12.45 | [7 empty] | 2010-09-25 | 2012-08-29 | United States, Canada | ES_42777_3.74392e+006_07022012153054_7875443
1795435 | York International Corp. UPG | AFFINITY 3H | TCHD36S43S3 | TCHD36S43S3 |  | Split System AC | 34.2 |  | 12.1 | [7 empty] | 2010-09-25 | 2012-08-29 | United States, Canada | ES_42777_3.7439e+006_07022012153054_7875778
1795437 | York International Corp. UPG | AFFINITY 3H | TCHD36S43S3 | TCHD36S43S3 |  | Split System AC | 35 |  | 13 | [7 empty] | 2010-09-25 | 2012-08-29 | United States, Canada | ES_42777_3.74378e+006_07022012153054_7876114
1795438 | York International Corp. UPG | AFFINITY 3H | TCHD36S43S3 | TCHD36S43S3 |  | Split System AC | 33.4 |  | 12.25 | [7 empty] | 2010-09-25 | 2012-08-29 | United States, Canada | ES_42777_3.74383e+006_07022012153054_7876281
1795445 | York International Corp. UPG | AFFINITY 3H | TCHD36S43S3 | TCHD36S43S3 |  | Split System AC | 34.8 |  | 13 | [7 empty] | 2010-09-25 | 2012-08-29 | United States, Canada | ES_42777_4.23357e+006_07022012153054_7877455
1795468 | York International Corp. UPG | AFFINITY 3H | TCHD36S43S3 | TCHD36S43S3 |  | Split System AC | 34.8 |  | 12.85 | [7 empty] | 2010-09-25 | 2012-08-29 | United States, Canada | ES_42777_4.23367e+006_07022012153054_7881312
1795469 | York International Corp. UPG | AFFINITY 3H | TCHD36S43S3 | TCHD36S43S3 |  | Split System AC | 35 |  | 12.8 | [7 empty] | 2010-09-25 | 2012-08-29 | United States, Canada | ES_42777_4.23366e+006_07022012153054_7881480
1795470 | York International Corp. UPG | AFFINITY 3H | TCHD36S43S3 | TCHD36S43S3 |  | Split System AC | 34.4 |  | 12.6 | [7 empty] | 2010-09-25 | 2012-08-29 | United States, Canada | ES_42777_4.23366e+006_07022012153054_7881648
1795472 | York International Corp. UPG | AFFINITY 3H | TCHD36S43S3 | TCHD36S43S3 |  | Split System AC | 33.6 |  | 12.15 | [7 empty] | 2010-09-25 | 2012-08-29 | United States, Canada | ES_42777_4.23366e+006_07022012153054_7881983
1795478 | York International Corp. UPG | AFFINITY 3H | TCHD36S43S3 | TCHD36S43S3 |  | Split System AC | 33.6 |  | 12.3 | [7 empty] | 2010-09-25 | 2012-08-29 | United States, Canada | ES_42777_4.23355e+006_07022012153054_7882989
1795479 | York International Corp. UPG | AFFINITY 3H | TCHD36S43S3 | TCHD36S43S3 |  | Split System AC | 33.8 |  | 12 | [7 empty] | 2010-09-25 | 2012-08-29 | United States, Canada | ES_42777_4.23367e+006_07022012153054_7883157
1795484 | York International Corp. UPG | AFFINITY 3H | TCHD36S43S3 | TCHD36S43S3 |  | Split System AC | 35.2 |  | 13.2 | [7 empty] | 2010-09-25 | 2012-08-29 | United States, Canada | ES_42777_3.7439e+006_07022012153054_7883996
1795487 | York International Corp. UPG | AFFINITY 3H | TCHD36S43S3 | TCHD36S43S3 |  | Split System AC | 33 |  | 12.15 | [7 empty] | 2010-09-25 | 2012-08-29 | United States, Canada | ES_42777_3.7439e+006_07022012153054_7884499
1795489 | York International Corp. UPG | AFFINITY 3H | TCHD36S43S3 | TCHD36S43S3 |  | Split System AC | 34.8 |  | 12.85 | [7 empty] | 2010-09-25 | 2012-08-29 | United States, Canada | ES_42777_3.74382e+006_07022012153054_7884834
1795490 | York International Corp. UPG | AFFINITY 3H | TCHD36S43S3 | TCHD36S43S3 |  | Split System AC | 33.6 |  | 12.6 | [7 empty] | 2010-09-25 | 2012-08-29 | United States, Canada | ES_42777_3.74382e+006_07022012153054_7885002
1795491 | York International Corp. UPG | AFFINITY 3H | TCHD36S43S3 | TCHD36S43S3 |  | Split System AC | 33.8 |  | 12 | [7 empty] | 2010-09-25 | 2012-08-29 | United States, Canada | ES_42777_3.74383e+006_07022012153054_7885169
1795494 | York International Corp. UPG | AFFINITY 3H | TCHD36S43S3 | TCHD36S43S3 |  | Split System AC | 34.4 |  | 12.6 | [7 empty] | 2010-09-25 | 2012-08-29 | United States, Canada | ES_42777_3.74378e+006_07022012153054_7885673
1795495 | York International Corp. UPG | AFFINITY 3H | TCHD36S43S3 | TCHD36S43S3 |  | Split System AC | 35.2 |  | 12.55 | [7 empty] | 2010-09-25 | 2012-08-29 | United States, Canada | ES_42777_3.74379e+006_07022012153054_7885840
1795087 | York International Corp. UPG | AFFINITY 3H | TCHD36S44S3 | TCHD36S44S3 |  | Split System AC | 34.2 |  | 12.1 | [7 empty] | 2010-09-25 | 2012-08-29 | United States, Canada | ES_42777_4.23358e+006_07022012153054_7817420
1795088 | York International Corp. UPG | AFFINITY 3H | TCHD36S44S3 | TCHD36S44S3 |  | Split System AC | 33.6 |  | 12.3 | [7 empty] | 2010-09-25 | 2012-08-29 | United States, Canada | ES_42777_4.23358e+006_07022012153054_7817588
1795089 | York International Corp. UPG | AFFINITY 3H | TCHD36S44S3 | TCHD36S44S3 |  | Split System AC | 33.4 |  | 12.3 | [7 empty] | 2010-09-25 | 2012-08-29 | United States, Canada | ES_42777_4.23359e+006_07022012153054_7817755
1795090 | York International Corp. UPG | AFFINITY 3H | TCHD36S44S3 | TCHD36S44S3 |  | Split System AC | 34.8 |  | 13.05 | [7 empty] | 2010-09-25 | 2012-08-29 | United States, Canada | ES_42777_4.23359e+006_07022012153054_7817923
1795091 | York International Corp. UPG | AFFINITY 3H | TCHD36S44S3 | TCHD36S44S3 |  | Split System AC | 33.8 |  | 12 | [7 empty] | 2010-09-25 | 2012-08-29 | United States, Canada | ES_42777_4.23369e+006_07022012153054_7818091
1795093 | York International Corp. UPG | AFFINITY 3H | TCHD36S44S3 | TCHD36S44S3 |  | Split System AC | 35.2 |  | 13.2 | [7 empty] | 2010-09-25 | 2012-08-29 | United States, Canada | ES_42777_3.74396e+006_07022012153054_7818426
1795113 | York International Corp. UPG | AFFINITY 3H | TCHD36S44S3 | TCHD36S44S3 |  | Split System AC | 34.4 |  | 12.7 | [7 empty] | 2010-09-25 | 2012-08-29 | United States, Canada | ES_42777_3.74408e+006_07022012153054_7821780
1795115 | York International Corp. UPG | AFFINITY 3H | TCHD36S44S3 | TCHD36S44S3 |  | Split System AC | 34.8 |  | 12.85 | [7 empty] | 2010-09-25 | 2012-08-29 | United States, Canada | ES_42777_3.74399e+006_07022012153054_7822115
1795138 | York International Corp. UPG | AFFINITY 3H | TCHD36S44S3 | TCHD36S44S3 |  | Split System AC | 34.4 |  | 12.35 | [7 empty] | 2010-09-25 | 2012-08-29 | United States, Canada | ES_42777_4.23369e+006_07022012153054_7825972
1795145 | York International Corp. UPG | AFFINITY 3H | TCHD36S44S3 | TCHD36S44S3 |  | Split System AC | 34.6 |  | 12.7 | [7 empty] | 2010-09-25 | 2012-08-29 | United States, Canada | ES_42777_3.74399e+006_07022012153054_7827146
1795161 | York International Corp. UPG | AFFINITY 3H | TCHD36S44S3 | TCHD36S44S3 |  | Split System AC | 34.2 |  | 12.1 | [7 empty] | 2010-09-25 | 2012-08-29 | United States, Canada | ES_42777_3.74408e+006_07022012153054_7829830
1795163 | York International Corp. UPG | AFFINITY 3H | TCHD36S44S3 | TCHD36S44S3 |  | Split System AC | 34.6 |  | 12.85 | [7 empty] | 2010-09-25 | 2012-08-29 | United States, Canada | ES_42777_3.74408e+006_07022012153054_7830165
1795164 | York International Corp. UPG | AFFINITY 3H | TCHD36S44S3 | TCHD36S44S3 |  | Split System AC | 34.6 |  | 12.45 | [7 empty] | 2010-09-25 | 2012-08-29 | United States, Canada | ES_42777_3.74409e+006_07022012153054_7830333
1795165 | York International Corp. UPG | AFFINITY 3H | TCHD36S44S3 | TCHD36S44S3 |  | Split System AC | 34.8 |  | 13 | [7 empty] | 2010-09-25 | 2012-08-29 | United States, Canada | ES_42777_3.74409e+006_07022012153054_7830500
1795196 | York International Corp. UPG | AFFINITY 3H | TCHD36S44S3 | TCHD36S44S3 |  | Split System AC | 34.6 |  | 12.7 | [7 empty] | 2010-09-25 | 2012-08-29 | United States, Canada | ES_42777_4.23369e+006_07022012153054_7835699
1795197 | York International Corp. UPG | AFFINITY 3H | TCHD36S44S3 | TCHD36S44S3 |  | Split System AC | 34.2 |  | 12.1 | [7 empty] | 2010-09-25 | 2012-08-29 | United States, Canada | ES_42777_4.23368e+006_07022012153054_7835867
1795198 | York International Corp. UPG | AFFINITY 3H | TCHD36S44S3 | TCHD36S44S3 |  | Split System AC | 33.4 |  | 12.3 | [7 empty] | 2010-09-25 | 2012-08-29 | United States, Canada | ES_42777_4.23369e+006_07022012153054_7836034
1795199 | York International Corp. UPG | AFFINITY 3H | TCHD36S44S3 | TCHD36S44S3 |  | Split System AC | 35 |  | 13.1 | [7 empty] | 2010-09-25 | 2012-08-29 | United States, Canada | ES_42777_3.74397e+006_07022012153054_7836202
1795200 | York International Corp. UPG | AFFINITY 3H | TCHD36S44S3 | TCHD36S44S3 |  | Split System AC | 34.8 |  | 13 | [7 empty] | 2010-09-25 | 2012-08-29 | United States, Canada | ES_42777_3.74399e+006_07022012153054_7836370
1795201 | York International Corp. UPG | AFFINITY 3H | TCHD36S44S3 | TCHD36S44S3 |  | Split System AC | 33 |  | 12.15 | [7 empty] | 2010-09-25 | 2012-08-29 | United States, Canada | ES_42777_3.74395e+006_07022012153054_7836537
1795202 | York International Corp. UPG | AFFINITY 3H | TCHD36S44S3 | TCHD36S44S3 |  | Split System AC | 35.2 |  | 12.55 | [7 empty] | 2010-09-25 | 2012-08-29 | United States, Canada | ES_42777_3.74396e+006_07022012153054_7836705
1795210 | York International Corp. UPG | AFFINITY 3H | TCHD36S44S3 | TCHD36S44S3 |  | Split System AC | 33.6 |  | 12.6 | [7 empty] | 2010-09-25 | 2012-08-29 | United States, Canada | ES_42777_3.7441e+006_07022012153054_7838047
1795219 | York International Corp. UPG | AFFINITY 3H | TCHD36S44S3 | TCHD36S44S3 |  | Split System AC | 33.8 |  | 12.55 | [7 empty] | 2010-09-25 | 2012-08-29 | United States, Canada | ES_42777_4.23358e+006_07022012153054_7839556
1795220 | York International Corp. UPG | AFFINITY 3H | TCHD36S44S3 | TCHD36S44S3 |  | Split System AC | 35 |  | 13 | [7 empty] | 2010-09-25 | 2012-08-29 | United States, Canada | ES_42777_4.23358e+006_07022012153054_7839724
1795221 | York International Corp. UPG | AFFINITY 3H | TCHD36S44S3 | TCHD36S44S3 |  | Split System AC | 34.8 |  | 13 | [7 empty] | 2010-09-25 | 2012-08-29 | United States, Canada | ES_42777_4.23359e+006_07022012153054_7839891
1795245 | York International Corp. UPG | AFFINITY 3H | TCHD36S44S3 | TCHD36S44S3 |  | Split System AC | 34.8 |  | 12.4 | [7 empty] | 2010-09-25 | 2012-08-29 | United States, Canada | ES_42777_4.23369e+006_07022012153054_7843916
1795246 | York International Corp. UPG | AFFINITY 3H | TCHD36S44S3 | TCHD36S44S3 |  | Split System AC | 35 |  | 12.8 | [7 empty] | 2010-09-25 | 2012-08-29 | United States, Canada | ES_42777_4.23368e+006_07022012153054_7844084
1795251 | York International Corp. UPG | AFFINITY 3H | TCHD36S44S3 | TCHD36S44S3 |  | Split System AC | 33 |  | 12.15 | [7 empty] | 2010-09-25 | 2012-08-29 | United States, Canada | ES_42777_4.23358e+006_07022012153054_7844922
1795285 | York International Corp. UPG | AFFINITY 3H | TCHD36S44S3 | TCHD36S44S3 |  | Split System AC | 34.6 |  | 12.85 | [7 empty] | 2010-09-25 | 2012-08-29 | United States, Canada | ES_42777_3.74396e+006_07022012153054_7850624
1795286 | York International Corp. UPG | AFFINITY 3H | TCHD36S44S3 | TCHD36S44S3 |  | Split System AC | 34.2 |  | 12.25 | [7 empty] | 2010-09-25 | 2012-08-29 | United States, Canada | ES_42777_3.74396e+006_07022012153054_7850792
1795287 | York International Corp. UPG | AFFINITY 3H | TCHD36S44S3 | TCHD36S44S3 |  | Split System AC | 34.4 |  | 12.5 | [7 empty] | 2010-09-25 | 2012-08-29 | United States, Canada | ES_42777_3.74397e+006_07022012153054_7850959
1795288 | York International Corp. UPG | AFFINITY 3H | TCHD36S44S3 | TCHD36S44S3 |  | Split System AC | 34.6 |  | 13 | [7 empty] | 2010-09-25 | 2012-08-29 | United States, Canada | ES_42777_3.74397e+006_07022012153054_7851127
1795303 | York International Corp. UPG | AFFINITY 3H | TCHD36S44S3 | TCHD36S44S3 |  | Split System AC | 33.6 |  | 12.15 | [7 empty] | 2010-09-25 | 2012-08-29 | United States, Canada | ES_42777_4.23368e+006_07022012153054_7853642
1795304 | York International Corp. UPG | AFFINITY 3H | TCHD36S44S3 | TCHD36S44S3 |  | Split System AC | 34.4 |  | 12.6 | [7 empty] | 2010-09-25 | 2012-08-29 | United States, Canada | ES_42777_4.23368e+006_07022012153054_7853810
1795305 | York International Corp. UPG | AFFINITY 3H | TCHD36S44S3 | TCHD36S44S3 |  | Split System AC | 33.6 |  | 12.45 | [7 empty] | 2010-09-25 | 2012-08-29 | United States, Canada | ES_42777_4.23359e+006_07022012153054_7853978
1795308 | York International Corp. UPG | AFFINITY 3H | TCHD36S44S3 | TCHD36S44S3 |  | Split System AC | 33.6 |  | 12.4 | [7 empty] | 2010-09-25 | 2012-08-29 | United States, Canada | ES_42777_4.23359e+006_07022012153054_7854481
1795314 | York International Corp. UPG | AFFINITY 3H | TCHD36S44S3 | TCHD36S44S3 |  | Split System AC | 34.2 |  | 12.1 | [7 empty] | 2010-09-25 | 2012-08-29 | United States, Canada | ES_42777_3.74395e+006_07022012153054_7855487
1795315 | York International Corp. UPG | AFFINITY 3H | TCHD36S44S3 | TCHD36S44S3 |  | Split System AC | 33.6 |  | 12.45 | [7 empty] | 2010-09-25 | 2012-08-29 | United States, Canada | ES_42777_3.744e+006_07022012153054_7855655
1795334 | York International Corp. UPG | AFFINITY 3H | TCHD36S44S3 | TCHD36S44S3 |  | Split System AC | 35.2 |  | 13.2 | [7 empty] | 2010-09-25 | 2012-08-29 | United States, Canada | ES_42777_3.74408e+006_07022012153054_7858841
1795355 | York International Corp. UPG | AFFINITY 3H | TCHD36S44S3 | TCHD36S44S3 |  | Split System AC | 33.4 |  | 12.35 | [7 empty] | 2010-09-25 | 2012-08-29 | United States, Canada | ES_42777_4.23369e+006_07022012153054_7862363
1795364 | York International Corp. UPG | AFFINITY 3H | TCHD36S44S3 | TCHD36S44S3 |  | Split System AC | 33.6 |  | 12.6 | [7 empty] | 2010-09-25 | 2012-08-29 | United States, Canada | ES_42777_4.2336e+006_07022012153054_7863872
1795367 | York International Corp. UPG | AFFINITY 3H | TCHD36S44S3 | TCHD36S44S3 |  | Split System AC | 34.4 |  | 12.7 | [7 empty] | 2010-09-25 | 2012-08-29 | United States, Canada | ES_42777_4.23358e+006_07022012153054_7864375
1795373 | York International Corp. UPG | AFFINITY 3H | TCHD36S44S3 | TCHD36S44S3 |  | Split System AC | 35 |  | 12.8 | [7 empty] | 2010-09-25 | 2012-08-29 | United States, Canada | ES_42777_3.74396e+006_07022012153054_7865381
1795374 | York International Corp. UPG | AFFINITY 3H | TCHD36S44S3 | TCHD36S44S3 |  | Split System AC | 35.2 |  | 13 | [7 empty] | 2010-09-25 | 2012-08-29 | United States, Canada | ES_42777_3.74396e+006_07022012153054_7865549
1795375 | York International Corp. UPG | AFFINITY 3H | TCHD36S44S3 | TCHD36S44S3 |  | Split System AC | 34.6 |  | 12.45 | [7 empty] | 2010-09-25 | 2012-08-29 | United States, Canada | ES_42777_3.74399e+006_07022012153054_7865717
1795376 | York International Corp. UPG | AFFINITY 3H | TCHD36S44S3 | TCHD36S44S3 |  | Split System AC | 34.8 |  | 13.05 | [7 empty] | 2010-09-25 | 2012-08-29 | United States, Canada | ES_42777_3.74399e+006_07022012153054_7865884
1795379 | York International Corp. UPG | AFFINITY 3H | TCHD36S44S3 | TCHD36S44S3 |  | Split System AC | 34.2 |  | 12.1 | [7 empty] | 2010-09-25 | 2012-08-29 | United States, Canada | ES_42777_3.74396e+006_07022012153054_7866387
1795380 | York International Corp. UPG | AFFINITY 3H | TCHD36S44S3 | TCHD36S44S3 |  | Split System AC | 34.4 |  | 12.7 | [7 empty] | 2010-09-25 | 2012-08-29 | United States, Canada | ES_42777_3.74396e+006_07022012153054_7866555
1795395 | York International Corp. UPG | AFFINITY 3H | TCHD36S44S3 | TCHD36S44S3 |  | Split System AC | 33.6 |  | 12.6 | [7 empty] | 2010-09-25 | 2012-08-29 | United States, Canada | ES_42777_3.744e+006_07022012153054_7869071
1795422 | York International Corp. UPG | AFFINITY 3H | TCHD36S44S3 | TCHD36S44S3 |  | Split System AC | 34.6 |  | 12.45 | [7 empty] | 2010-09-25 | 2012-08-29 | United States, Canada | ES_42777_4.23359e+006_07022012153054_7873598
1795423 | York International Corp. UPG | AFFINITY 3H | TCHD36S44S3 | TCHD36S44S3 |  | Split System AC | 34.6 |  | 12.85 | [7 empty] | 2010-09-25 | 2012-08-29 | United States, Canada | ES_42777_4.23358e+006_07022012153054_7873766
1795425 | York International Corp. UPG | AFFINITY 3H | TCHD36S44S3 | TCHD36S44S3 |  | Split System AC | 35.2 |  | 13 | [7 empty] | 2010-09-25 | 2012-08-29 | United States, Canada | ES_42777_4.23368e+006_07022012153054_7874101
1795426 | York International Corp. UPG | AFFINITY 3H | TCHD36S44S3 | TCHD36S44S3 |  | Split System AC | 34.8 |  | 12.85 | [7 empty] | 2010-09-25 | 2012-08-29 | United States, Canada | ES_42777_4.23369e+006_07022012153054_7874269
1795427 | York International Corp. UPG | AFFINITY 3H | TCHD36S44S3 | TCHD36S44S3 |  | Split System AC | 35 |  | 13 | [7 empty] | 2010-09-25 | 2012-08-29 | United States, Canada | ES_42777_3.74396e+006_07022012153054_7874437
1795428 | York International Corp. UPG | AFFINITY 3H | TCHD36S44S3 | TCHD36S44S3 |  | Split System AC | 33.4 |  | 12.25 | [7 empty] | 2010-09-25 | 2012-08-29 | United States, Canada | ES_42777_3.744e+006_07022012153054_7874605
1795429 | York International Corp. UPG | AFFINITY 3H | TCHD36S44S3 | TCHD36S44S3 |  | Split System AC | 33.4 |  | 12.3 | [7 empty] | 2010-09-25 | 2012-08-29 | United States, Canada | ES_42777_3.744e+006_07022012153054_7874772
1795453 | York International Corp. UPG | AFFINITY 3H | TCHD36S44S3 | TCHD36S44S3 |  | Split System AC | 33.6 |  | 12.45 | [7 empty] | 2010-09-25 | 2012-08-29 | United States, Canada | ES_42777_3.7441e+006_07022012153054_7878797
1795474 | York International Corp. UPG | AFFINITY 3H | TCHD36S44S3 | TCHD36S44S3 |  | Split System AC | 35.2 |  | 13.2 | [7 empty] | 2010-09-25 | 2012-08-29 | United States, Canada | ES_42777_4.23358e+006_07022012153054_7882319
1795480 | York International Corp. UPG | AFFINITY 3H | TCHD36S44S3 | TCHD36S44S3 |  | Split System AC | 34.2 |  | 12.25 | [7 empty] | 2010-09-25 | 2012-08-29 | United States, Canada | ES_42777_4.23368e+006_07022012153054_7883325
1795481 | York International Corp. UPG | AFFINITY 3H | TCHD36S44S3 | TCHD36S44S3 |  | Split System AC | 35.2 |  | 12.55 | [7 empty] | 2010-09-25 | 2012-08-29 | United States, Canada | ES_42777_4.23368e+006_07022012153054_7883492
1795482 | York International Corp. UPG | AFFINITY 3H | TCHD36S44S3 | TCHD36S44S3 |  | Split System AC | 33.4 |  | 12.25 | [7 empty] | 2010-09-25 | 2012-08-29 | United States, Canada | ES_42777_4.23369e+006_07022012153054_7883660
1795503 | York International Corp. UPG | AFFINITY 3H | TCHD36S44S3 | TCHD36S44S3 |  | Split System AC | 34.4 |  | 12.6 | [7 empty] | 2010-09-25 | 2012-08-29 | United States, Canada | ES_42777_3.74396e+006_07022012153054_7887182
1795504 | York International Corp. UPG | AFFINITY 3H | TCHD36S44S3 | TCHD36S44S3 |  | Split System AC | 34.6 |  | 13 | [7 empty] | 2010-09-25 | 2012-08-29 | United States, Canada | ES_42777_3.74397e+006_07022012153054_7887349
1795505 | York International Corp. UPG | AFFINITY 3H | TCHD36S44S3 | TCHD36S44S3 |  | Split System AC | 34.4 |  | 12.35 | [7 empty] | 2010-09-25 | 2012-08-29 | United States, Canada | ES_42777_3.74399e+006_07022012153054_7887517
1795506 | York International Corp. UPG | AFFINITY 3H | TCHD36S44S3 | TCHD36S44S3 |  | Split System AC | 34.8 |  | 12.4 | [7 empty] | 2010-09-25 | 2012-08-29 | United States, Canada | ES_42777_3.74399e+006_07022012153054_7887685
1795507 | York International Corp. UPG | AFFINITY 3H | TCHD36S44S3 | TCHD36S44S3 |  | Split System AC | 33.8 |  | 12 | [7 empty] | 2010-09-25 | 2012-08-29 | United States, Canada | ES_42777_3.744e+006_07022012153054_7887853
1795513 | York International Corp. UPG | AFFINITY 3H | TCHD36S44S3 | TCHD36S44S3 |  | Split System AC | 33 |  | 12.15 | [7 empty] | 2010-09-25 | 2012-08-29 | United States, Canada | ES_42777_3.74408e+006_07022012153054_7888859
1795515 | York International Corp. UPG | AFFINITY 3H | TCHD36S44S3 | TCHD36S44S3 |  | Split System AC | 35 |  | 13 | [7 empty] | 2010-09-25 | 2012-08-29 | United States, Canada | ES_42777_3.74408e+006_07022012153054_7889194
1795516 | York International Corp. UPG | AFFINITY 3H | TCHD36S44S3 | TCHD36S44S3 |  | Split System AC | 34.8 |  | 13.05 | [7 empty] | 2010-09-25 | 2012-08-29 | United States, Canada | ES_42777_3.74409e+006_07022012153054_7889362
1795162 | York International Corp. UPG | AFFINITY 3H | TCHD48S43S3 | TCHD48S43S3 |  | Split System AC | 47.5 |  | 12.1 | [7 empty] | 2010-02-18 | 2012-08-29 | United States, Canada | ES_42777_3.74424e+006_07022012153054_7829997
1795282 | York International Corp. UPG | AFFINITY 3H | TCHD48S43S3 | TCHD48S43S3 |  | Split System AC | 47.5 |  | 12.05 | [7 empty] | 2010-02-18 | 2012-08-29 | United States, Canada | ES_42777_3.74423e+006_07022012153054_7850121
1795306 | York International Corp. UPG | AFFINITY 3H | TCHD48S43S3 | TCHD48S43S3 |  | Split System AC | 47.5 |  | 12.05 | [7 empty] | 2010-09-25 | 2012-08-29 | United States, Canada | ES_42777_4.23361e+006_07022012153054_7854146
1795307 | York International Corp. UPG | AFFINITY 3H | TCHD48S43S3 | TCHD48S43S3 |  | Split System AC | 47.5 |  | 12.05 | [7 empty] | 2010-09-25 | 2012-08-29 | United States, Canada | ES_42777_4.23362e+006_07022012153054_7854313
1795337 | York International Corp. UPG | AFFINITY 3H | TCHD48S43S3 | TCHD48S43S3 |  | Split System AC | 47.5 |  | 12 | [7 empty] | 2010-02-18 | 2012-08-29 | United States, Canada | ES_42777_3.74425e+006_07022012153054_7859344
1795399 | York International Corp. UPG | AFFINITY 3H | TCHD48S43S3 | TCHD48S43S3 |  | Split System AC | 47.5 |  | 12.05 | [7 empty] | 2010-02-18 | 2012-08-29 | United States, Canada | ES_42777_3.74425e+006_07022012153054_7869741
1795400 | York International Corp. UPG | AFFINITY 3H | TCHD48S43S3 | TCHD48S43S3 |  | Split System AC | 47.5 |  | 12.05 | [7 empty] | 2010-02-18 | 2012-08-29 | United States, Canada | ES_42777_3.7443e+006_07022012153054_7869909
1795401 | York International Corp. UPG | AFFINITY 3H | TCHD48S43S3 | TCHD48S43S3 |  | Split System AC | 47.5 |  | 12.05 | [7 empty] | 2010-02-18 | 2012-08-29 | United States, Canada | ES_42777_3.74431e+006_07022012153054_7870077
1795517 | York International Corp. UPG | AFFINITY 3H | TCHD48S43S3 | TCHD48S43S3 |  | Split System AC | 48 |  | 12.25 | [7 empty] | 2010-02-18 | 2012-08-29 | United States, Canada | ES_42777_3.74425e+006_07022012153054_7889530
1795116 | York International Corp. UPG | AFFINITY 3H | TCHD48S44S3 | TCHD48S44S3 |  | Split System AC | 47.5 |  | 12 | [7 empty] | 2010-02-18 | 2012-08-29 | United States, Canada | ES_42777_3.74433e+006_07022012153054_7822283
1795121 | York International Corp. UPG | AFFINITY 3H | TCHD48S44S3 | TCHD48S44S3 |  | Split System AC | 47.5 |  | 12.05 | [7 empty] | 2010-09-25 | 2012-08-29 | United States, Canada | ES_42777_4.23362e+006_07022012153054_7823122
1795122 | York International Corp. UPG | AFFINITY 3H | TCHD48S44S3 | TCHD48S44S3 |  | Split System AC | 47.5 |  | 12.05 | [7 empty] | 2010-09-25 | 2012-08-29 | United States, Canada | ES_42777_4.23363e+006_07022012153054_7823289
1795280 | York International Corp. UPG | AFFINITY 3H | TCHD48S44S3 | TCHD48S44S3 |  | Split System AC | 47.5 |  | 12.1 | [7 empty] | 2010-02-18 | 2012-08-29 | United States, Canada | ES_42777_3.74433e+006_07022012153054_7849785
1795281 | York International Corp. UPG | AFFINITY 3H | TCHD48S44S3 | TCHD48S44S3 |  | Split System AC | 47.5 |  | 12.05 | [7 empty] | 2010-02-18 | 2012-08-29 | United States, Canada | ES_42777_3.74434e+006_07022012153054_7849953
1795335 | York International Corp. UPG | AFFINITY 3H | TCHD48S44S3 | TCHD48S44S3 |  | Split System AC | 47.5 |  | 12.05 | [7 empty] | 2010-02-18 | 2012-08-29 | United States, Canada | ES_42777_3.74433e+006_07022012153054_7859009
1795336 | York International Corp. UPG | AFFINITY 3H | TCHD48S44S3 | TCHD48S44S3 |  | Split System AC | 47.5 |  | 12.05 | [7 empty] | 2010-02-18 | 2012-08-29 | United States, Canada | ES_42777_3.74439e+006_07022012153054_7859176
1795402 | York International Corp. UPG | AFFINITY 3H | TCHD48S44S3 | TCHD48S44S3 |  | Split System AC | 48 |  | 12.25 | [7 empty] | 2010-02-18 | 2012-08-29 | United States, Canada | ES_42777_3.74433e+006_07022012153054_7870244
1795514 | York International Corp. UPG | AFFINITY 3H | TCHD48S44S3 | TCHD48S44S3 |  | Split System AC | 47.5 |  | 12.05 | [7 empty] | 2010-02-18 | 2012-08-29 | United States, Canada | ES_42777_3.7444e+006_07022012153054_7889026
1793512 | York International Corp. UPG | FJ 13 | THJD30S43S4 | THJD30S43S4 |  | Split System HP | 30 |  | 12 | [7 empty] | 2010-10-06 | 2012-08-29 | United States, Canada | ES_42777_4.24827e+006_07022012153054_7553298
1793519 | York International Corp. UPG | FJ 13 | THJD30S43S4 | THJD30S43S4 |  | Split System HP | 30 |  | 12 | [7 empty] | 2010-10-06 | 2012-08-29 | United States, Canada | ES_42777_4.24826e+006_07022012153054_7554472
1793521 | York International Corp. UPG | FJ 13 | THJD30S43S4 | THJD30S43S4 |  | Split System HP | 30 |  | 12 | [7 empty] | 2010-10-06 | 2012-08-29 | United States, Canada | ES_42777_4.24827e+006_07022012153054_7554807
1793559 | York International Corp. UPG | FJ 13 | THJD30S43S4 | THJD30S43S4 |  | Split System HP | 30 |  | 12 | [7 empty] | 2010-10-06 | 2012-08-29 | United States, Canada | ES_42777_4.24826e+006_07022012153054_7561179
1793513 | York International Corp. UPG | FJ 13 | THJD36S43S4 | THJD36S43S4 |  | Split System HP | 36 |  | 12 | [7 empty] | 2010-10-06 | 2012-08-29 | United States, Canada | ES_42777_4.24827e+006_07022012153054_7553465
1793530 | York International Corp. UPG | FJ 13 | THJD36S43S4 | THJD36S43S4 |  | Split System HP | 36 |  | 12 | [7 empty] | 2010-10-06 | 2012-08-29 | United States, Canada | ES_42777_4.24828e+006_07022012153054_7556316
1793531 | York International Corp. UPG | FJ 13 | THJD36S43S4 | THJD36S43S4 |  | Split System HP | 36 |  | 12 | [7 empty] | 2010-10-06 | 2012-08-29 | United States, Canada | ES_42777_4.24827e+006_07022012153054_7556484
1793545 | York International Corp. UPG | FJ 13 | THJD36S43S4 | THJD36S43S4 |  | Split System HP | 36 |  | 12 | [7 empty] | 2010-10-06 | 2012-08-29 | United States, Canada | ES_42777_4.24827e+006_07022012153054_7558832
1793546 | York International Corp. UPG | FJ 13 | THJD36S43S4 | THJD36S43S4 |  | Split System HP | 36 |  | 12 | [7 empty] | 2010-10-06 | 2012-08-29 | United States, Canada | ES_42777_4.24827e+006_07022012153054_7558999
1793552 | York International Corp. UPG | FJ 13 | THJD36S43S4 | THJD36S43S4 |  | Split System HP | 36 |  | 12 | [7 empty] | 2010-10-06 | 2012-08-29 | United States, Canada | ES_42777_4.24827e+006_07022012153054_7560006
1793553 | York International Corp. UPG | FJ 13 | THJD36S43S4 | THJD36S43S4 |  | Split System HP | 36 |  | 12 | [7 empty] | 2010-10-06 | 2012-08-29 | United States, Canada | ES_42777_4.24828e+006_07022012153054_7560173
1793574 | York International Corp. UPG | FJ 13 | THJD36S43S4 | THJD36S43S4 |  | Split System HP | 36 |  | 12 | [7 empty] | 2010-10-06 | 2012-08-29 | United States, Canada | ES_42777_4.24827e+006_07022012153054_7563695
1793493 | York International Corp. UPG | FJ 13 | THJD36S44S4 | THJD36S44S4 |  | Split System HP | 36 |  | 12 | [7 empty] | 2010-10-06 | 2012-08-29 | United States, Canada | ES_42777_4.24828e+006_07022012153054_7550111
1793501 | York International Corp. UPG | FJ 13 | THJD36S44S4 | THJD36S44S4 |  | Split System HP | 36 |  | 12 | [7 empty] | 2010-10-06 | 2012-08-29 | United States, Canada | ES_42777_4.24828e+006_07022012153054_7551453
1793522 | York International Corp. UPG | FJ 13 | THJD36S44S4 | THJD36S44S4 |  | Split System HP | 36 |  | 12 | [7 empty] | 2010-10-06 | 2012-08-29 | United States, Canada | ES_42777_4.24828e+006_07022012153054_7554975
1793529 | York International Corp. UPG | FJ 13 | THJD36S44S4 | THJD36S44S4 |  | Split System HP | 36 |  | 12 | [7 empty] | 2010-10-06 | 2012-08-29 | United States, Canada | ES_42777_4.24828e+006_07022012153054_7556148
1793541 | York International Corp. UPG | FJ 13 | THJD36S44S4 | THJD36S44S4 |  | Split System HP | 36 |  | 12 | [7 empty] | 2010-10-06 | 2012-08-29 | United States, Canada | ES_42777_4.24828e+006_07022012153054_7558161
1793551 | York International Corp. UPG | FJ 13 | THJD36S44S4 | THJD36S44S4 |  | Split System HP | 36 |  | 12 | [7 empty] | 2010-10-06 | 2012-08-29 | United States, Canada | ES_42777_4.24828e+006_07022012153054_7559838
1793573 | York International Corp. UPG | FJ 13 | THJD36S44S4 | THJD36S44S4 |  | Split System HP | 36 |  | 12 | [7 empty] | 2010-10-06 | 2012-08-29 | United States, Canada | ES_42777_4.24828e+006_07022012153054_7563527
1793576 | York International Corp. UPG | FJ 13 | THJD36S44S4 | THJD36S44S4 |  | Split System HP | 36 |  | 12 | [7 empty] | 2010-10-06 | 2012-08-29 | United States, Canada | ES_42777_4.24828e+006_07022012153054_7564030
1793494 | York International Corp. UPG | FJ 13 | THJD42S43S4 | THJD42S43S4 |  | Split System HP | 40.5 |  | 12 | [7 empty] | 2010-10-06 | 2012-08-29 | United States, Canada | ES_42777_4.24829e+006_07022012153054_7550279
1793495 | York International Corp. UPG | FJ 13 | THJD42S43S4 | THJD42S43S4 |  | Split System HP | 42 |  | 12 | [7 empty] | 2010-10-06 | 2012-08-29 | United States, Canada | ES_42777_4.24829e+006_07022012153054_7550447
1793532 | York International Corp. UPG | FJ 13 | THJD42S43S4 | THJD42S43S4 |  | Split System HP | 42 |  | 12 | [7 empty] | 2010-10-06 | 2012-08-29 | United States, Canada | ES_42777_4.24829e+006_07022012153054_7556652
1793575 | York International Corp. UPG | FJ 13 | THJD42S43S4 | THJD42S43S4 |  | Split System HP | 40.5 |  | 12 | [7 empty] | 2010-10-06 | 2012-08-29 | United States, Canada | ES_42777_4.24829e+006_07022012153054_7563863
1793496 | York International Corp. UPG | FJ 13 | THJD42S44S4 | THJD42S44S4 |  | Split System HP | 42 |  | 12 | [7 empty] | 2010-10-06 | 2012-08-29 | United States, Canada | ES_42777_4.2483e+006_07022012153054_7550614
1793526 | York International Corp. UPG | FJ 13 | THJD42S44S4 | THJD42S44S4 |  | Split System HP | 40.5 |  | 12 | [7 empty] | 2010-10-06 | 2012-08-29 | United States, Canada | ES_42777_4.2483e+006_07022012153054_7555645
1793527 | York International Corp. UPG | FJ 13 | THJD42S44S4 | THJD42S44S4 |  | Split System HP | 40.5 |  | 12 | [7 empty] | 2010-10-06 | 2012-08-29 | United States, Canada | ES_42777_4.2483e+006_07022012153054_7555813
1793528 | York International Corp. UPG | FJ 13 | THJD42S44S4 | THJD42S44S4 |  | Split System HP | 42 |  | 12 | [7 empty] | 2010-10-06 | 2012-08-29 | United States, Canada | ES_42777_4.2483e+006_07022012153054_7555981
1793828 | York International Corp. UPG | HORIZONTAL DISCHARGE | TCHD30S43S3 | TCHD30S43S3 |  | Split System AC | 28.8 |  | 13.2 | [7 empty] | 2010-03-05 | 2012-08-29 | United States, Canada | ES_42777_3.77873e+006_07022012153054_7606290
1793829 | York International Corp. UPG | HORIZONTAL DISCHARGE | TCHD30S43S3 | TCHD30S43S3 |  | Split System AC | 29 |  | 13.35 | [7 empty] | 2010-03-05 | 2012-08-29 | United States, Canada | ES_42777_3.77764e+006_07022012153054_7606457
1793830 | York International Corp. UPG | HORIZONTAL DISCHARGE | TCHD30S43S3 | TCHD30S43S3 |  | Split System AC | 28.2 |  | 13.05 | [7 empty] | 2010-03-05 | 2012-08-29 | United States, Canada | ES_42777_3.77926e+006_07022012153054_7606625
1793831 | York International Corp. UPG | HORIZONTAL DISCHARGE | TCHD30S43S3 | TCHD30S43S3 |  | Split System AC | 28 |  | 12.65 | [7 empty] | 2010-03-05 | 2012-08-29 | United States, Canada | ES_42777_3.77858e+006_07022012153054_7606793
1793851 | York International Corp. UPG | HORIZONTAL DISCHARGE | TCHD30S43S3 | TCHD30S43S3 |  | Split System AC | 29 |  | 13.6 | [7 empty] | 2010-03-05 | 2012-08-29 | United States, Canada | ES_42777_3.77775e+006_07022012153054_7610147
1793852 | York International Corp. UPG | HORIZONTAL DISCHARGE | TCHD30S43S3 | TCHD30S43S3 |  | Split System AC | 29 |  | 13.65 | [7 empty] | 2010-03-05 | 2012-08-29 | United States, Canada | ES_42777_3.77927e+006_07022012153054_7610315
1793854 | York International Corp. UPG | HORIZONTAL DISCHARGE | TCHD30S43S3 | TCHD30S43S3 |  | Split System AC | 28 |  | 12.65 | [7 empty] | 2010-03-05 | 2012-08-29 | United States, Canada | ES_42777_3.77905e+006_07022012153054_7610650
1793872 | York International Corp. UPG | HORIZONTAL DISCHARGE | TCHD30S43S3 | TCHD30S43S3 |  | Split System AC | 29 |  | 13.6 | [7 empty] | 2010-09-25 | 2012-08-29 | United States, Canada | ES_42777_4.23381e+006_07022012153054_7613668
1793885 | York International Corp. UPG | HORIZONTAL DISCHARGE | TCHD30S43S3 | TCHD30S43S3 |  | Split System AC | 28.4 |  | 13 | [7 empty] | 2010-03-05 | 2012-08-29 | United States, Canada | ES_42777_3.77926e+006_07022012153054_7615849
1793886 | York International Corp. UPG | HORIZONTAL DISCHARGE | TCHD30S43S3 | TCHD30S43S3 |  | Split System AC | 28.4 |  | 13.1 | [7 empty] | 2010-03-05 | 2012-08-29 | United States, Canada | ES_42777_3.77858e+006_07022012153054_7616016
1793887 | York International Corp. UPG | HORIZONTAL DISCHARGE | TCHD30S43S3 | TCHD30S43S3 |  | Split System AC | 29 |  | 13.6 | [7 empty] | 2010-03-05 | 2012-08-29 | United States, Canada | ES_42777_3.77858e+006_07022012153054_7616184
1793888 | York International Corp. UPG | HORIZONTAL DISCHARGE | TCHD30S43S3 | TCHD30S43S3 |  | Split System AC | 28 |  | 12.85 | [7 empty] | 2010-03-05 | 2012-08-29 | United States, Canada | ES_42777_3.77905e+006_07022012153054_7616352
1793926 | York International Corp. UPG | HORIZONTAL DISCHARGE | TCHD30S43S3 | TCHD30S43S3 |  | Split System AC | 28 |  | 13 | [7 empty] | 2010-09-25 | 2012-08-29 | United States, Canada | ES_42777_4.23395e+006_07022012153054_7622724
1793935 | York International Corp. UPG | HORIZONTAL DISCHARGE | TCHD30S43S3 | TCHD30S43S3 |  | Split System AC | 29 |  | 13.65 | [7 empty] | 2010-03-05 | 2012-08-29 | United States, Canada | ES_42777_3.77764e+006_07022012153054_7624233
1793936 | York International Corp. UPG | HORIZONTAL DISCHARGE | TCHD30S43S3 | TCHD30S43S3 |  | Split System AC | 28.8 |  | 13.15 | [7 empty] | 2010-03-05 | 2012-08-29 | United States, Canada | ES_42777_3.77904e+006_07022012153054_7624401
1793937 | York International Corp. UPG | HORIZONTAL DISCHARGE | TCHD30S43S3 | TCHD30S43S3 |  | Split System AC | 29 |  | 13.5 | [7 empty] | 2010-03-05 | 2012-08-29 | United States, Canada | ES_42777_3.77904e+006_07022012153054_7624569
1793938 | York International Corp. UPG | HORIZONTAL DISCHARGE | TCHD30S43S3 | TCHD30S43S3 |  | Split System AC | 28 |  | 13 | [7 empty] | 2010-03-05 | 2012-08-29 | United States, Canada | ES_42777_3.77905e+006_07022012153054_7624736
1793952 | York International Corp. UPG | HORIZONTAL DISCHARGE | TCHD30S43S3 | TCHD30S43S3 |  | Split System AC | 28.8 |  | 12.8 | [7 empty] | 2010-03-05 | 2012-08-29 | United States, Canada | ES_42777_3.77765e+006_07022012153054_7627084
1793953 | York International Corp. UPG | HORIZONTAL DISCHARGE | TCHD30S43S3 | TCHD30S43S3 |  | Split System AC | 28.8 |  | 13.2 | [7 empty] | 2010-03-05 | 2012-08-29 | United States, Canada | ES_42777_3.77765e+006_07022012153054_7627252
1793968 | York International Corp. UPG | HORIZONTAL DISCHARGE | TCHD30S43S3 | TCHD30S43S3 |  | Split System AC | 28 |  | 13 | [7 empty] | 2010-09-25 | 2012-08-29 | United States, Canada | ES_42777_4.23382e+006_07022012153054_7629767
1793977 | York International Corp. UPG | HORIZONTAL DISCHARGE | TCHD30S43S3 | TCHD30S43S3 |  | Split System AC | 28.8 |  | 12.85 | [7 empty] | 2010-09-25 | 2012-08-29 | United States, Canada | ES_42777_4.23395e+006_07022012153054_7631277
1793978 | York International Corp. UPG | HORIZONTAL DISCHARGE | TCHD30S43S3 | TCHD30S43S3 |  | Split System AC | 28 |  | 12.85 | [7 empty] | 2010-09-25 | 2012-08-29 | United States, Canada | ES_42777_4.23395e+006_07022012153054_7631444
1793991 | York International Corp. UPG | HORIZONTAL DISCHARGE | TCHD30S43S3 | TCHD30S43S3 |  | Split System AC | 28.8 |  | 12.8 | [7 empty] | 2010-03-05 | 2012-08-29 | United States, Canada | ES_42777_3.77904e+006_07022012153054_7633624
1793992 | York International Corp. UPG | HORIZONTAL DISCHARGE | TCHD30S43S3 | TCHD30S43S3 |  | Split System AC | 28.8 |  | 12.85 | [7 empty] | 2010-03-05 | 2012-08-29 | United States, Canada | ES_42777_3.77774e+006_07022012153054_7633792
1793995 | York International Corp. UPG | HORIZONTAL DISCHARGE | TCHD30S43S3 | TCHD30S43S3 |  | Split System AC | 28.8 |  | 12.8 | [7 empty] | 2010-09-25 | 2012-08-29 | United States, Canada | ES_42777_4.23381e+006_07022012153054_7634295
1793996 | York International Corp. UPG | HORIZONTAL DISCHARGE | TCHD30S43S3 | TCHD30S43S3 |  | Split System AC | 28.8 |  | 13.2 | [7 empty] | 2010-09-25 | 2012-08-29 | United States, Canada | ES_42777_4.23381e+006_07022012153054_7634463
1794032 | York International Corp. UPG | HORIZONTAL DISCHARGE | TCHD30S43S3 | TCHD30S43S3 |  | Split System AC | 28.4 |  | 13.25 | [7 empty] | 2010-09-25 | 2012-08-29 | United States, Canada | ES_42777_4.23382e+006_07022012153054_7640500
1794043 | York International Corp. UPG | HORIZONTAL DISCHARGE | TCHD30S43S3 | TCHD30S43S3 |  | Split System AC | 28.8 |  | 13.2 | [7 empty] | 2010-03-05 | 2012-08-29 | United States, Canada | ES_42777_3.77873e+006_07022012153054_7642345
1794044 | York International Corp. UPG | HORIZONTAL DISCHARGE | TCHD30S43S3 | TCHD30S43S3 |  | Split System AC | 29.4 |  | 13.7 | [7 empty] | 2010-03-05 | 2012-08-29 | United States, Canada | ES_42777_3.77765e+006_07022012153054_7642512
1794050 | York International Corp. UPG | HORIZONTAL DISCHARGE | TCHD30S43S3 | TCHD30S43S3 |  | Split System AC | 28.4 |  | 13.15 | [7 empty] | 2010-03-05 | 2012-08-29 | United States, Canada | ES_42777_3.77927e+006_07022012153054_7643518
1794087 | York International Corp. UPG | HORIZONTAL DISCHARGE | TCHD30S43S3 | TCHD30S43S3 |  | Split System AC | 28.4 |  | 13 | [7 empty] | 2010-09-25 | 2012-08-29 | United States, Canada | ES_42777_4.23381e+006_07022012153054_7649723
1794088 | York International Corp. UPG | HORIZONTAL DISCHARGE | TCHD30S43S3 | TCHD30S43S3 |  | Split System AC | 28.4 |  | 13.15 | [7 empty] | 2010-09-25 | 2012-08-29 | United States, Canada | ES_42777_4.23381e+006_07022012153054_7649891
1794089 | York International Corp. UPG | HORIZONTAL DISCHARGE | TCHD30S43S3 | TCHD30S43S3 |  | Split System AC | 29 |  | 13.65 | [7 empty] | 2010-09-25 | 2012-08-29 | United States, Canada | ES_42777_4.23381e+006_07022012153054_7650059
1794090 | York International Corp. UPG | HORIZONTAL DISCHARGE | TCHD30S43S3 | TCHD30S43S3 |  | Split System AC | 28.2 |  | 13.05 | [7 empty] | 2010-09-25 | 2012-08-29 | United States, Canada | ES_42777_4.23382e+006_07022012153054_7650226
1794110 | York International Corp. UPG | HORIZONTAL DISCHARGE | TCHD30S43S3 | TCHD30S43S3 |  | Split System AC | 28.4 |  | 13.15 | [7 empty] | 2010-03-05 | 2012-08-29 | United States, Canada | ES_42777_3.77926e+006_07022012153054_7653580
1794111 | York International Corp. UPG | HORIZONTAL DISCHARGE | TCHD30S43S3 | TCHD30S43S3 |  | Split System AC | 28.2 |  | 13.05 | [7 empty] | 2010-03-05 | 2012-08-29 | United States, Canada | ES_42777_3.77926e+006_07022012153054_7653748
1794118 | York International Corp. UPG | HORIZONTAL DISCHARGE | TCHD30S43S3 | TCHD30S43S3 |  | Split System AC | 28.8 |  | 13.2 | [7 empty] | 2010-09-25 | 2012-08-29 | United States, Canada | ES_42777_4.23381e+006_07022012153054_7654922
1794127 | York International Corp. UPG | HORIZONTAL DISCHARGE | TCHD30S43S3 | TCHD30S43S3 |  | Split System AC | 28.8 |  | 13.15 | [7 empty] | 2010-09-25 | 2012-08-29 | United States, Canada | ES_42777_4.23395e+006_07022012153054_7656431
1794128 | York International Corp. UPG | HORIZONTAL DISCHARGE | TCHD30S43S3 | TCHD30S43S3 |  | Split System AC | 28.2 |  | 13.05 | [7 empty] | 2010-09-25 | 2012-08-29 | United States, Canada | ES_42777_4.23395e+006_07022012153054_7656599
1794156 | York International Corp. UPG | HORIZONTAL DISCHARGE | TCHD30S43S3 | TCHD30S43S3 |  | Split System AC | 28.4 |  | 13.1 | [7 empty] | 2010-03-05 | 2012-08-29 | United States, Canada | ES_42777_3.77797e+006_07022012153054_7661294
1794157 | York International Corp. UPG | HORIZONTAL DISCHARGE | TCHD30S43S3 | TCHD30S43S3 |  | Split System AC | 29 |  | 13.45 | [7 empty] | 2010-03-05 | 2012-08-29 | United States, Canada | ES_42777_3.77774e+006_07022012153054_7661462
1794158 | York International Corp. UPG | HORIZONTAL DISCHARGE | TCHD30S43S3 | TCHD30S43S3 |  | Split System AC | 28.6 |  | 13.2 | [7 empty] | 2010-03-05 | 2012-08-29 | United States, Canada | ES_42777_3.77798e+006_07022012153054_7661630
1794159 | York International Corp. UPG | HORIZONTAL DISCHARGE | TCHD30S43S3 | TCHD30S43S3 |  | Split System AC | 28.6 |  | 13.25 | [7 empty] | 2010-03-05 | 2012-08-29 | United States, Canada | ES_42777_3.77873e+006_07022012153054_7661797
1794160 | York International Corp. UPG | HORIZONTAL DISCHARGE | TCHD30S43S3 | TCHD30S43S3 |  | Split System AC | 28.4 |  | 13.25 | [7 empty] | 2010-03-05 | 2012-08-29 | United States, Canada | ES_42777_3.77765e+006_07022012153054_7661965
1794172 | York International Corp. UPG | HORIZONTAL DISCHARGE | TCHD30S43S3 | TCHD30S43S3 |  | Split System AC | 28.8 |  | 13.2 | [7 empty] | 2010-03-05 | 2012-08-29 | United States, Canada | ES_42777_3.77821e+006_07022012153054_7663977
1794178 | York International Corp. UPG | HORIZONTAL DISCHARGE | TCHD30S43S3 | TCHD30S43S3 |  | Split System AC | 28.4 |  | 13 | [7 empty] | 2010-03-05 | 2012-08-29 | United States, Canada | ES_42777_3.77766e+006_07022012153054_7664984
1794205 | York International Corp. UPG | HORIZONTAL DISCHARGE | TCHD30S43S3 | TCHD30S43S3 |  | Split System AC | 28.2 |  | 12.5 | [7 empty] | 2010-09-25 | 2012-08-29 | United States, Canada | ES_42777_4.23395e+006_07022012153054_7669511
1794206 | York International Corp. UPG | HORIZONTAL DISCHARGE | TCHD30S43S3 | TCHD30S43S3 |  | Split System AC | 28.4 |  | 13.1 | [7 empty] | 2010-09-25 | 2012-08-29 | United States, Canada | ES_42777_4.23395e+006_07022012153054_7669679
1794221 | York International Corp. UPG | HORIZONTAL DISCHARGE | TCHD30S43S3 | TCHD30S43S3 |  | Split System AC | 28.2 |  | 12.5 | [7 empty] | 2010-03-05 | 2012-08-29 | United States, Canada | ES_42777_3.77857e+006_07022012153054_7672195
1794222 | York International Corp. UPG | HORIZONTAL DISCHARGE | TCHD30S43S3 | TCHD30S43S3 |  | Split System AC | 28 |  | 13 | [7 empty] | 2010-03-05 | 2012-08-29 | United States, Canada | ES_42777_3.77774e+006_07022012153054_7672362
1794225 | York International Corp. UPG | HORIZONTAL DISCHARGE | TCHD30S43S3 | TCHD30S43S3 |  | Split System AC | 28 |  | 12.65 | [7 empty] | 2010-09-25 | 2012-08-29 | United States, Canada | ES_42777_4.23382e+006_07022012153054_7672865
1794238 | York International Corp. UPG | HORIZONTAL DISCHARGE | TCHD30S43S3 | TCHD30S43S3 |  | Split System AC | 28 |  | 13 | [7 empty] | 2010-03-05 | 2012-08-29 | United States, Canada | ES_42777_3.77905e+006_07022012153054_7675045
1794239 | York International Corp. UPG | HORIZONTAL DISCHARGE | TCHD30S43S3 | TCHD30S43S3 |  | Split System AC | 28.2 |  | 13.05 | [7 empty] | 2010-03-05 | 2012-08-29 | United States, Canada | ES_42777_3.77799e+006_07022012153054_7675213
1794240 | York International Corp. UPG | HORIZONTAL DISCHARGE | TCHD30S43S3 | TCHD30S43S3 |  | Split System AC | 28.4 |  | 13.25 | [7 empty] | 2010-03-05 | 2012-08-29 | United States, Canada | ES_42777_3.77886e+006_07022012153054_7675381
1794271 | York International Corp. UPG | HORIZONTAL DISCHARGE | TCHD30S43S3 | TCHD30S43S3 |  | Split System AC | 28.4 |  | 13.1 | [7 empty] | 2010-09-25 | 2012-08-29 | United States, Canada | ES_42777_4.23395e+006_07022012153054_7680579
1794272 | York International Corp. UPG | HORIZONTAL DISCHARGE | TCHD30S43S3 | TCHD30S43S3 |  | Split System AC | 29 |  | 13.45 | [7 empty] | 2010-09-25 | 2012-08-29 | United States, Canada | ES_42777_4.23395e+006_07022012153054_7680747
1794279 | York International Corp. UPG | HORIZONTAL DISCHARGE | TCHD30S43S3 | TCHD30S43S3 |  | Split System AC | 28.8 |  | 13.15 | [7 empty] | 2010-09-25 | 2012-08-29 | United States, Canada | ES_42777_4.23456e+006_07022012153054_7681921
1794280 | York International Corp. UPG | HORIZONTAL DISCHARGE | TCHD30S43S3 | TCHD30S43S3 |  | Split System AC | 28.2 |  | 13.05 | [7 empty] | 2010-09-25 | 2012-08-29 | United States, Canada | ES_42777_4.23457e+006_07022012153054_7682089
1794296 | York International Corp. UPG | HORIZONTAL DISCHARGE | TCHD30S43S3 | TCHD30S43S3 |  | Split System AC | 28.4 |  | 13.15 | [7 empty] | 2010-03-08 | 2012-08-29 | United States, Canada | ES_42777_3.78206e+006_07022012153054_7684772
1794306 | York International Corp. UPG | HORIZONTAL DISCHARGE | TCHD30S43S3 | TCHD30S43S3 |  | Split System AC | 28.8 |  | 13.2 | [7 empty] | 2010-09-25 | 2012-08-29 | United States, Canada | ES_42777_4.23442e+006_07022012153054_7686449
1794311 | York International Corp. UPG | HORIZONTAL DISCHARGE | TCHD30S43S3 | TCHD30S43S3 |  | Split System AC | 29.4 |  | 13.7 | [7 empty] | 2010-03-08 | 2012-08-29 | United States, Canada | ES_42777_3.78282e+006_07022012153054_7687287
1794322 | York International Corp. UPG | HORIZONTAL DISCHARGE | TCHD30S43S3 | TCHD30S43S3 |  | Split System AC | 28 |  | 13 | [7 empty] | 2010-09-25 | 2012-08-29 | United States, Canada | ES_42777_4.23457e+006_07022012153054_7689132
1794323 | York International Corp. UPG | HORIZONTAL DISCHARGE | TCHD30S43S3 | TCHD30S43S3 |  | Split System AC | 28.4 |  | 13.1 | [7 empty] | 2010-09-25 | 2012-08-29 | United States, Canada | ES_42777_4.23456e+006_07022012153054_7689300
1794324 | York International Corp. UPG | HORIZONTAL DISCHARGE | TCHD30S43S3 | TCHD30S43S3 |  | Split System AC | 28.2 |  | 12.5 | [7 empty] | 2010-09-25 | 2012-08-29 | United States, Canada | ES_42777_4.23456e+006_07022012153054_7689467
1794341 | York International Corp. UPG | HORIZONTAL DISCHARGE | TCHD30S43S3 | TCHD30S43S3 |  | Split System AC | 28.4 |  | 13.25 | [7 empty] | 2010-03-08 | 2012-08-29 | United States, Canada | ES_42777_3.78212e+006_07022012153054_7692318
1794352 | York International Corp. UPG | HORIZONTAL DISCHARGE | TCHD30S43S3 | TCHD30S43S3 |  | Split System AC | 28.4 |  | 13 | [7 empty] | 2010-09-25 | 2012-08-29 | United States, Canada | ES_42777_4.23442e+006_07022012153054_7694163
1794358 | York International Corp. UPG | HORIZONTAL DISCHARGE | TCHD30S43S3 | TCHD30S43S3 |  | Split System AC | 28.8 |  | 12.8 | [7 empty] | 2010-03-08 | 2012-08-29 | United States, Canada | ES_42777_3.78186e+006_07022012153054_7695169
1794373 | York International Corp. UPG | HORIZONTAL DISCHARGE | TCHD30S43S3 | TCHD30S43S3 |  | Split System AC | 29 |  | 13.65 | [7 empty] | 2010-03-08 | 2012-08-29 | United States, Canada | ES_42777_3.78213e+006_07022012153054_7697684
1794386 | York International Corp. UPG | HORIZONTAL DISCHARGE | TCHD30S43S3 | TCHD30S43S3 |  | Split System AC | 29 |  | 13.45 | [7 empty] | 2010-09-25 | 2012-08-29 | United States, Canada | ES_42777_4.23456e+006_07022012153054_7699865
1794387 | York International Corp. UPG | HORIZONTAL DISCHARGE | TCHD30S43S3 | TCHD30S43S3 |  | Split System AC | 28.4 |  | 13.1 | [7 empty] | 2010-09-25 | 2012-08-29 | United States, Canada | ES_42777_4.23456e+006_07022012153054_7700032
1794437 | York International Corp. UPG | HORIZONTAL DISCHARGE | TCHD30S43S3 | TCHD30S43S3 |  | Split System AC | 28.4 |  | 13 | [7 empty] | 2010-03-08 | 2012-08-29 | United States, Canada | ES_42777_3.78193e+006_07022012153054_7708417
1794462 | York International Corp. UPG | HORIZONTAL DISCHARGE | TCHD30S43S3 | TCHD30S43S3 |  | Split System AC | 28.4 |  | 13.25 | [7 empty] | 2010-09-25 | 2012-08-29 | United States, Canada | ES_42777_4.23443e+006_07022012153054_7712610
1794464 | York International Corp. UPG | HORIZONTAL DISCHARGE | TCHD30S43S3 | TCHD30S43S3 |  | Split System AC | 29 |  | 13.6 | [7 empty] | 2010-09-25 | 2012-08-29 | United States, Canada | ES_42777_4.23443e+006_07022012153054_7712945
1794484 | York International Corp. UPG | HORIZONTAL DISCHARGE | TCHD30S43S3 | TCHD30S43S3 |  | Split System AC | 29 |  | 13.6 | [7 empty] | 2010-03-08 | 2012-08-29 | United States, Canada | ES_42777_3.782e+006_07022012153054_7716299
1794485 | York International Corp. UPG | HORIZONTAL DISCHARGE | TCHD30S43S3 | TCHD30S43S3 |  | Split System AC | 28 |  | 12.65 | [7 empty] | 2010-03-08 | 2012-08-29 | United States, Canada | ES_42777_3.78192e+006_07022012153054_7716467
1794494 | York International Corp. UPG | HORIZONTAL DISCHARGE | TCHD30S43S3 | TCHD30S43S3 |  | Split System AC | 28.8 |  | 13.2 | [7 empty] | 2010-09-25 | 2012-08-29 | United States, Canada | ES_42777_4.23442e+006_07022012153054_7717976
1794495 | York International Corp. UPG | HORIZONTAL DISCHARGE | TCHD30S43S3 | TCHD30S43S3 |  | Split System AC | 28.8 |  | 12.8 | [7 empty] | 2010-09-25 | 2012-08-29 | United States, Canada | ES_42777_4.23442e+006_07022012153054_7718143
1794497 | York International Corp. UPG | HORIZONTAL DISCHARGE | TCHD30S43S3 | TCHD30S43S3 |  | Split System AC | 28.6 |  | 13.25 | [7 empty] | 2010-03-08 | 2012-08-29 | United States, Canada | ES_42777_3.78305e+006_07022012153054_7718479
1794514 | York International Corp. UPG | HORIZONTAL DISCHARGE | TCHD30S43S3 | TCHD30S43S3 |  | Split System AC | 28 |  | 12.85 | [7 empty] | 2010-09-25 | 2012-08-29 | United States, Canada | ES_42777_4.23457e+006_07022012153054_7721330
1794515 | York International Corp. UPG | HORIZONTAL DISCHARGE | TCHD30S43S3 | TCHD30S43S3 |  | Split System AC | 28.8 |  | 12.85 | [7 empty] | 2010-09-25 | 2012-08-29 | United States, Canada | ES_42777_4.23456e+006_07022012153054_7721497
1794526 | York International Corp. UPG | HORIZONTAL DISCHARGE | TCHD30S43S3 | TCHD30S43S3 |  | Split System AC | 28 |  | 12.65 | [7 empty] | 2010-09-25 | 2012-08-29 | United States, Canada | ES_42777_4.23443e+006_07022012153054_7723342
1794530 | York International Corp. UPG | HORIZONTAL DISCHARGE | TCHD30S43S3 | TCHD30S43S3 |  | Split System AC | 28 |  | 13 | [7 empty] | 2010-09-25 | 2012-08-29 | United States, Canada | ES_42777_4.23443e+006_07022012153054_7724013
1794543 | York International Corp. UPG | HORIZONTAL DISCHARGE | TCHD30S43S3 | TCHD30S43S3 |  | Split System AC | 28.8 |  | 13.2 | [7 empty] | 2010-03-08 | 2012-08-29 | United States, Canada | ES_42777_3.78193e+006_07022012153054_7726193
1794554 | York International Corp. UPG | HORIZONTAL DISCHARGE | TCHD30S43S3 | TCHD30S43S3 |  | Split System AC | 28.6 |  | 13.2 | [7 empty] | 2010-03-08 | 2012-08-29 | United States, Canada | ES_42777_3.78289e+006_07022012153054_7728038
1794577 | York International Corp. UPG | HORIZONTAL DISCHARGE | TCHD30S43S3 | TCHD30S43S3 |  | Split System AC | 28.2 |  | 13.05 | [7 empty] | 2010-09-25 | 2012-08-29 | United States, Canada | ES_42777_4.23443e+006_07022012153054_7731895
1794588 | York International Corp. UPG | HORIZONTAL DISCHARGE | TCHD30S43S3 | TCHD30S43S3 |  | Split System AC | 28.4 |  | 13.15 | [7 empty] | 2010-09-25 | 2012-08-29 | United States, Canada | ES_42777_4.23442e+006_07022012153054_7733739
1794589 | York International Corp. UPG | HORIZONTAL DISCHARGE | TCHD30S43S3 | TCHD30S43S3 |  | Split System AC | 29 |  | 13.65 | [7 empty] | 2010-09-25 | 2012-08-29 | United States, Canada | ES_42777_4.23443e+006_07022012153054_7733907
1794590 | York International Corp. UPG | HORIZONTAL DISCHARGE | TCHD30S43S3 | TCHD30S43S3 |  | Split System AC | 28 |  | 13 | [7 empty] | 2010-03-08 | 2012-08-29 | United States, Canada | ES_42777_3.78198e+006_07022012153054_7734075
1794596 | York International Corp. UPG | HORIZONTAL DISCHARGE | TCHD30S43S3 | TCHD30S43S3 |  | Split System AC | 29 |  | 13.5 | [7 empty] | 2010-03-08 | 2012-08-29 | United States, Canada | ES_42777_3.7831e+006_07022012153054_7735081
1794619 | York International Corp. UPG | HORIZONTAL DISCHARGE | TCHD30S43S3 | TCHD30S43S3 |  | Split System AC | 28.2 |  | 13.05 | [7 empty] | 2010-03-08 | 2012-08-29 | United States, Canada | ES_42777_3.78201e+006_07022012153054_7738938
1794622 | York International Corp. UPG | HORIZONTAL DISCHARGE | TCHD30S43S3 | TCHD30S43S3 |  | Split System AC | 28.8 |  | 13.2 | [7 empty] | 2010-03-08 | 2012-08-29 | United States, Canada | ES_42777_3.78209e+006_07022012153054_7739441
1794630 | York International Corp. UPG | HORIZONTAL DISCHARGE | TCHD30S43S3 | TCHD30S43S3 |  | Split System AC | 29 |  | 13.35 | [7 empty] | 2010-03-08 | 2012-08-29 | United States, Canada | ES_42777_3.78281e+006_07022012153054_7740783
1794635 | York International Corp. UPG | HORIZONTAL DISCHARGE | TCHD30S43S3 | TCHD30S43S3 |  | Split System AC | 28.4 |  | 13 | [7 empty] | 2010-03-05 | 2012-08-29 | United States, Canada | ES_42777_3.781e+006_07022012153054_7741621
1794637 | York International Corp. UPG | HORIZONTAL DISCHARGE | TCHD30S43S3 | TCHD30S43S3 |  | Split System AC | 29 |  | 13.35 | [7 empty] | 2010-03-05 | 2012-08-29 | United States, Canada | ES_42777_3.77938e+006_07022012153054_7741956
1794638 | York International Corp. UPG | HORIZONTAL DISCHARGE | TCHD30S43S3 | TCHD30S43S3 |  | Split System AC | 28.8 |  | 13.15 | [7 empty] | 2010-03-05 | 2012-08-29 | United States, Canada | ES_42777_3.78078e+006_07022012153054_7742124
1794639 | York International Corp. UPG | HORIZONTAL DISCHARGE | TCHD30S43S3 | TCHD30S43S3 |  | Split System AC | 28 |  | 12.65 | [7 empty] | 2010-03-05 | 2012-08-29 | United States, Canada | ES_42777_3.78032e+006_07022012153054_7742292
1794661 | York International Corp. UPG | HORIZONTAL DISCHARGE | TCHD30S43S3 | TCHD30S43S3 |  | Split System AC | 29 |  | 13.65 | [7 empty] | 2010-03-05 | 2012-08-29 | United States, Canada | ES_42777_3.78101e+006_07022012153054_7745981
1794663 | York International Corp. UPG | HORIZONTAL DISCHARGE | TCHD30S43S3 | TCHD30S43S3 |  | Split System AC | 28 |  | 12.65 | [7 empty] | 2010-03-05 | 2012-08-29 | United States, Canada | ES_42777_3.78079e+006_07022012153054_7746317
1794683 | York International Corp. UPG | HORIZONTAL DISCHARGE | TCHD30S43S3 | TCHD30S43S3 |  | Split System AC | 28 |  | 13 | [7 empty] | 2010-09-25 | 2012-08-29 | United States, Canada | ES_42777_4.23413e+006_07022012153054_7749670
1794684 | York International Corp. UPG | HORIZONTAL DISCHARGE | TCHD30S43S3 | TCHD30S43S3 |  | Split System AC | 28.8 |  | 12.8 | [7 empty] | 2010-09-25 | 2012-08-29 | United States, Canada | ES_42777_4.23412e+006_07022012153054_7749838
1794691 | York International Corp. UPG | HORIZONTAL DISCHARGE | TCHD30S43S3 | TCHD30S43S3 |  | Split System AC | 28.8 |  | 13.15 | [7 empty] | 2010-09-25 | 2012-08-29 | United States, Canada | ES_42777_4.23426e+006_07022012153054_7751012
1794692 | York International Corp. UPG | HORIZONTAL DISCHARGE | TCHD30S43S3 | TCHD30S43S3 |  | Split System AC | 28 |  | 12.85 | [7 empty] | 2010-09-25 | 2012-08-29 | United States, Canada | ES_42777_4.23426e+006_07022012153054_7751180
1794701 | York International Corp. UPG | HORIZONTAL DISCHARGE | TCHD30S43S3 | TCHD30S43S3 |  | Split System AC | 29 |  | 13.45 | [7 empty] | 2010-03-05 | 2012-08-29 | United States, Canada | ES_42777_3.77948e+006_07022012153054_7752689
1794706 | York International Corp. UPG | HORIZONTAL DISCHARGE | TCHD30S43S3 | TCHD30S43S3 |  | Split System AC | 28.2 |  | 13.05 | [7 empty] | 2010-03-05 | 2012-08-29 | United States, Canada | ES_42777_3.77973e+006_07022012153054_7753528
1794707 | York International Corp. UPG | HORIZONTAL DISCHARGE | TCHD30S43S3 | TCHD30S43S3 |  | Split System AC | 28.4 |  | 13.15 | [7 empty] | 2010-03-05 | 2012-08-29 | United States, Canada | ES_42777_3.78101e+006_07022012153054_7753695
1794763 | York International Corp. UPG | HORIZONTAL DISCHARGE | TCHD30S43S3 | TCHD30S43S3 |  | Split System AC | 28.4 |  | 13.1 | [7 empty] | 2010-09-25 | 2012-08-29 | United States, Canada | ES_42777_4.23425e+006_07022012153054_7763086
1794768 | York International Corp. UPG | HORIZONTAL DISCHARGE | TCHD30S43S3 | TCHD30S43S3 |  | Split System AC | 28.2 |  | 12.5 | [7 empty] | 2010-03-05 | 2012-08-29 | United States, Canada | ES_42777_3.78031e+006_07022012153054_7763925
1794769 | York International Corp. UPG | HORIZONTAL DISCHARGE | TCHD30S43S3 | TCHD30S43S3 |  | Split System AC | 28 |  | 12.85 | [7 empty] | 2010-03-05 | 2012-08-29 | United States, Canada | ES_42777_3.78079e+006_07022012153054_7764092
1794770 | York International Corp. UPG | HORIZONTAL DISCHARGE | TCHD30S43S3 | TCHD30S43S3 |  | Split System AC | 28.2 |  | 13.05 | [7 empty] | 2010-03-05 | 2012-08-29 | United States, Canada | ES_42777_3.781e+006_07022012153054_7764260
1794772 | York International Corp. UPG | HORIZONTAL DISCHARGE | TCHD30S43S3 | TCHD30S43S3 |  | Split System AC | 28.4 |  | 13 | [7 empty] | 2010-09-25 | 2012-08-29 | United States, Canada | ES_42777_4.23411e+006_07022012153054_7764595
1794780 | York International Corp. UPG | HORIZONTAL DISCHARGE | TCHD30S43S3 | TCHD30S43S3 |  | Split System AC | 28 |  | 13 | [7 empty] | 2010-03-05 | 2012-08-29 | United States, Canada | ES_42777_3.78079e+006_07022012153054_7765937
1794781 | York International Corp. UPG | HORIZONTAL DISCHARGE | TCHD30S43S3 | TCHD30S43S3 |  | Split System AC | 28.4 |  | 13.25 | [7 empty] | 2010-03-05 | 2012-08-29 | United States, Canada | ES_42777_3.7806e+006_07022012153054_7766105
1794782 | York International Corp. UPG | HORIZONTAL DISCHARGE | TCHD30S43S3 | TCHD30S43S3 |  | Split System AC | 28.8 |  | 12.8 | [7 empty] | 2010-03-05 | 2012-08-29 | United States, Canada | ES_42777_3.77939e+006_07022012153054_7766272
1794806 | York International Corp. UPG | HORIZONTAL DISCHARGE | TCHD30S43S3 | TCHD30S43S3 |  | Split System AC | 28.2 |  | 12.5 | [7 empty] | 2010-09-25 | 2012-08-29 | United States, Canada | ES_42777_4.23425e+006_07022012153054_7770297
1794807 | York International Corp. UPG | HORIZONTAL DISCHARGE | TCHD30S43S3 | TCHD30S43S3 |  | Split System AC | 28 |  | 13 | [7 empty] | 2010-09-25 | 2012-08-29 | United States, Canada | ES_42777_4.23426e+006_07022012153054_7770465
1794820 | York International Corp. UPG | HORIZONTAL DISCHARGE | TCHD30S43S3 | TCHD30S43S3 |  | Split System AC | 29 |  | 13.5 | [7 empty] | 2010-03-05 | 2012-08-29 | United States, Canada | ES_42777_3.78078e+006_07022012153054_7772645
1794821 | York International Corp. UPG | HORIZONTAL DISCHARGE | TCHD30S43S3 | TCHD30S43S3 |  | Split System AC | 28.2 |  | 13.05 | [7 empty] | 2010-03-05 | 2012-08-29 | United States, Canada | ES_42777_3.781e+006_07022012153054_7772813
1794822 | York International Corp. UPG | HORIZONTAL DISCHARGE | TCHD30S43S3 | TCHD30S43S3 |  | Split System AC | 28.4 |  | 13.25 | [7 empty] | 2010-03-05 | 2012-08-29 | United States, Canada | ES_42777_3.77939e+006_07022012153054_7772980
1794825 | York International Corp. UPG | HORIZONTAL DISCHARGE | TCHD30S43S3 | TCHD30S43S3 |  | Split System AC | 28.8 |  | 12.8 | [7 empty] | 2010-03-05 | 2012-08-29 | United States, Canada | ES_42777_3.78078e+006_07022012153054_7773483
1794843 | York International Corp. UPG | HORIZONTAL DISCHARGE | TCHD30S43S3 | TCHD30S43S3 |  | Split System AC | 28.8 |  | 13.2 | [7 empty] | 2010-03-05 | 2012-08-29 | United States, Canada | ES_42777_3.78047e+006_07022012153054_7776502
1794844 | York International Corp. UPG | HORIZONTAL DISCHARGE | TCHD30S43S3 | TCHD30S43S3 |  | Split System AC | 28.8 |  | 13.2 | [7 empty] | 2010-03-05 | 2012-08-29 | United States, Canada | ES_42777_3.77939e+006_07022012153054_7776670
1794859 | York International Corp. UPG | HORIZONTAL DISCHARGE | TCHD30S43S3 | TCHD30S43S3 |  | Split System AC | 29 |  | 13.6 | [7 empty] | 2010-09-25 | 2012-08-29 | United States, Canada | ES_42777_4.23412e+006_07022012153054_7779185
1794860 | York International Corp. UPG | HORIZONTAL DISCHARGE | TCHD30S43S3 | TCHD30S43S3 |  | Split System AC | 28.2 |  | 13.05 | [7 empty] | 2010-09-25 | 2012-08-29 | United States, Canada | ES_42777_4.23413e+006_07022012153054_7779353
1794867 | York International Corp. UPG | HORIZONTAL DISCHARGE | TCHD30S43S3 | TCHD30S43S3 |  | Split System AC | 28.4 |  | 13.1 | [7 empty] | 2010-09-25 | 2012-08-29 | United States, Canada | ES_42777_4.23425e+006_07022012153054_7780527
1794877 | York International Corp. UPG | HORIZONTAL DISCHARGE | TCHD30S43S3 | TCHD30S43S3 |  | Split System AC | 29 |  | 13.65 | [7 empty] | 2010-03-05 | 2012-08-29 | United States, Canada | ES_42777_3.77938e+006_07022012153054_7782204
1794882 | York International Corp. UPG | HORIZONTAL DISCHARGE | TCHD30S43S3 | TCHD30S43S3 |  | Split System AC | 29 |  | 13.6 | [7 empty] | 2010-03-05 | 2012-08-29 | United States, Canada | ES_42777_3.77949e+006_07022012153054_7783042
1794885 | York International Corp. UPG | HORIZONTAL DISCHARGE | TCHD30S43S3 | TCHD30S43S3 |  | Split System AC | 28 |  | 13 | [7 empty] | 2010-03-05 | 2012-08-29 | United States, Canada | ES_42777_3.77948e+006_07022012153054_7783545
1794886 | York International Corp. UPG | HORIZONTAL DISCHARGE | TCHD30S43S3 | TCHD30S43S3 |  | Split System AC | 28 |  | 13 | [7 empty] | 2010-03-05 | 2012-08-29 | United States, Canada | ES_42777_3.78079e+006_07022012153054_7783713
1794916 | York International Corp. UPG | HORIZONTAL DISCHARGE | TCHD30S43S3 | TCHD30S43S3 |  | Split System AC | 28.4 |  | 13.15 | [7 empty] | 2010-09-25 | 2012-08-29 | United States, Canada | ES_42777_4.23411e+006_07022012153054_7788744
1794917 | York International Corp. UPG | HORIZONTAL DISCHARGE | TCHD30S43S3 | TCHD30S43S3 |  | Split System AC | 28.8 |  | 13.2 | [7 empty] | 2010-09-25 | 2012-08-29 | United States, Canada | ES_42777_4.23412e+006_07022012153054_7788912
1794918 | York International Corp. UPG | HORIZONTAL DISCHARGE | TCHD30S43S3 | TCHD30S43S3 |  | Split System AC | 28.4 |  | 13.25 | [7 empty] | 2010-09-25 | 2012-08-29 | United States, Canada | ES_42777_4.23413e+006_07022012153054_7789079
1794925 | York International Corp. UPG | HORIZONTAL DISCHARGE | TCHD30S43S3 | TCHD30S43S3 |  | Split System AC | 28.2 |  | 13.05 | [7 empty] | 2010-09-25 | 2012-08-29 | United States, Canada | ES_42777_4.23426e+006_07022012153054_7790253
1794947 | York International Corp. UPG | HORIZONTAL DISCHARGE | TCHD30S43S3 | TCHD30S43S3 |  | Split System AC | 29 |  | 13.65 | [7 empty] | 2010-09-25 | 2012-08-29 | United States, Canada | ES_42777_4.23412e+006_07022012153054_7793942
1794984 | York International Corp. UPG | HORIZONTAL DISCHARGE | TCHD30S43S3 | TCHD30S43S3 |  | Split System AC | 28.4 |  | 13.15 | [7 empty] | 2010-03-05 | 2012-08-29 | United States, Canada | ES_42777_3.781e+006_07022012153054_7800147
1794985 | York International Corp. UPG | HORIZONTAL DISCHARGE | TCHD30S43S3 | TCHD30S43S3 |  | Split System AC | 28.6 |  | 13.25 | [7 empty] | 2010-03-05 | 2012-08-29 | United States, Canada | ES_42777_3.78047e+006_07022012153054_7800315
1794986 | York International Corp. UPG | HORIZONTAL DISCHARGE | TCHD30S43S3 | TCHD30S43S3 |  | Split System AC | 29.4 |  | 13.7 | [7 empty] | 2010-03-05 | 2012-08-29 | United States, Canada | ES_42777_3.77938e+006_07022012153054_7800483
1794987 | York International Corp. UPG | HORIZONTAL DISCHARGE | TCHD30S43S3 | TCHD30S43S3 |  | Split System AC | 28.6 |  | 13.2 | [7 empty] | 2010-03-05 | 2012-08-29 | United States, Canada | ES_42777_3.77972e+006_07022012153054_7800650
1794988 | York International Corp. UPG | HORIZONTAL DISCHARGE | TCHD30S43S3 | TCHD30S43S3 |  | Split System AC | 28.4 |  | 13.1 | [7 empty] | 2010-03-05 | 2012-08-29 | United States, Canada | ES_42777_3.77971e+006_07022012153054_7800818
1794994 | York International Corp. UPG | HORIZONTAL DISCHARGE | TCHD30S43S3 | TCHD30S43S3 |  | Split System AC | 28.8 |  | 13.2 | [7 empty] | 2010-09-25 | 2012-08-29 | United States, Canada | ES_42777_4.23412e+006_07022012153054_7801824
1794997 | York International Corp. UPG | HORIZONTAL DISCHARGE | TCHD30S43S3 | TCHD30S43S3 |  | Split System AC | 28 |  | 12.65 | [7 empty] | 2010-09-25 | 2012-08-29 | United States, Canada | ES_42777_4.23412e+006_07022012153054_7802327
1795005 | York International Corp. UPG | HORIZONTAL DISCHARGE | TCHD30S43S3 | TCHD30S43S3 |  | Split System AC | 28.8 |  | 13.2 | [7 empty] | 2010-03-05 | 2012-08-29 | United States, Canada | ES_42777_3.77995e+006_07022012153054_7803669
1795009 | York International Corp. UPG | HORIZONTAL DISCHARGE | TCHD30S43S3 | TCHD30S43S3 |  | Split System AC | 28.4 |  | 13 | [7 empty] | 2010-03-05 | 2012-08-29 | United States, Canada | ES_42777_3.7794e+006_07022012153054_7804340
1795030 | York International Corp. UPG | HORIZONTAL DISCHARGE | TCHD30S43S3 | TCHD30S43S3 |  | Split System AC | 28.8 |  | 12.85 | [7 empty] | 2010-09-25 | 2012-08-29 | United States, Canada | ES_42777_4.23426e+006_07022012153054_7807861
1795045 | York International Corp. UPG | HORIZONTAL DISCHARGE | TCHD30S43S3 | TCHD30S43S3 |  | Split System AC | 28.4 |  | 13.1 | [7 empty] | 2010-03-05 | 2012-08-29 | United States, Canada | ES_42777_3.78031e+006_07022012153054_7810377
1795046 | York International Corp. UPG | HORIZONTAL DISCHARGE | TCHD30S43S3 | TCHD30S43S3 |  | Split System AC | 28.8 |  | 13.2 | [7 empty] | 2010-03-05 | 2012-08-29 | United States, Canada | ES_42777_3.78047e+006_07022012153054_7810544
1795047 | York International Corp. UPG | HORIZONTAL DISCHARGE | TCHD30S43S3 | TCHD30S43S3 |  | Split System AC | 28.8 |  | 12.85 | [7 empty] | 2010-03-05 | 2012-08-29 | United States, Canada | ES_42777_3.77948e+006_07022012153054_7810712
1795048 | York International Corp. UPG | HORIZONTAL DISCHARGE | TCHD30S43S3 | TCHD30S43S3 |  | Split System AC | 29 |  | 13.6 | [7 empty] | 2010-03-05 | 2012-08-29 | United States, Canada | ES_42777_3.78032e+006_07022012153054_7810880
1795082 | York International Corp. UPG | HORIZONTAL DISCHARGE | TCHD30S43S3 | TCHD30S43S3 |  | Split System AC | 29 |  | 13.45 | [7 empty] | 2010-09-25 | 2012-08-29 | United States, Canada | ES_42777_4.23426e+006_07022012153054_7816581
1793855 | York International Corp. UPG | HORIZONTAL DISCHARGE | TCHD30S44S3 | TCHD30S44S3 |  | Split System AC | 29 |  | 13.45 | [7 empty] | 2010-03-05 | 2012-08-29 | United States, Canada | ES_42777_3.77766e+006_07022012153054_7610818
1793856 | York International Corp. UPG | HORIZONTAL DISCHARGE | TCHD30S44S3 | TCHD30S44S3 |  | Split System AC | 28.4 |  | 13.25 | [7 empty] | 2010-03-05 | 2012-08-29 | United States, Canada | ES_42777_3.77822e+006_07022012153054_7610985
1793859 | York International Corp. UPG | HORIZONTAL DISCHARGE | TCHD30S44S3 | TCHD30S44S3 |  | Split System AC | 29 |  | 13.6 | [7 empty] | 2010-03-05 | 2012-08-29 | United States, Canada | ES_42777_3.77767e+006_07022012153054_7611488
1793877 | York International Corp. UPG | HORIZONTAL DISCHARGE | TCHD30S44S3 | TCHD30S44S3 |  | Split System AC | 28.8 |  | 12.85 | [7 empty] | 2010-09-25 | 2012-08-29 | United States, Canada | ES_42777_4.23396e+006_07022012153054_7614507
1793884 | York International Corp. UPG | HORIZONTAL DISCHARGE | TCHD30S44S3 | TCHD30S44S3 |  | Split System AC | 28.2 |  | 12.5 | [7 empty] | 2010-03-05 | 2012-08-29 | United States, Canada | ES_42777_3.77886e+006_07022012153054_7615681
1793898 | York International Corp. UPG | HORIZONTAL DISCHARGE | TCHD30S44S3 | TCHD30S44S3 |  | Split System AC | 29 |  | 13.35 | [7 empty] | 2010-03-05 | 2012-08-29 | United States, Canada | ES_42777_3.77906e+006_07022012153054_7618029
1793899 | York International Corp. UPG | HORIZONTAL DISCHARGE | TCHD30S44S3 | TCHD30S44S3 |  | Split System AC | 28 |  | 12.65 | [7 empty] | 2010-03-05 | 2012-08-29 | United States, Canada | ES_42777_3.77799e+006_07022012153054_7618196
1793900 | York International Corp. UPG | HORIZONTAL DISCHARGE | TCHD30S44S3 | TCHD30S44S3 |  | Split System AC | 28 |  | 13 | [7 empty] | 2010-03-05 | 2012-08-29 | United States, Canada | ES_42777_3.77766e+006_07022012153054_7618364
1793934 | York International Corp. UPG | HORIZONTAL DISCHARGE | TCHD30S44S3 | TCHD30S44S3 |  | Split System AC | 28.4 |  | 13.1 | [7 empty] | 2010-03-05 | 2012-08-29 | United States, Canada | ES_42777_3.77887e+006_07022012153054_7624066
1793954 | York International Corp. UPG | HORIZONTAL DISCHARGE | TCHD30S44S3 | TCHD30S44S3 |  | Split System AC | 28.8 |  | 12.85 | [7 empty] | 2010-03-05 | 2012-08-29 | United States, Canada | ES_42777_3.77887e+006_07022012153054_7627420
1793955 | York International Corp. UPG | HORIZONTAL DISCHARGE | TCHD30S44S3 | TCHD30S44S3 |  | Split System AC | 28.6 |  | 13.25 | [7 empty] | 2010-03-05 | 2012-08-29 | United States, Canada | ES_42777_3.7786e+006_07022012153054_7627587
1793956 | York International Corp. UPG | HORIZONTAL DISCHARGE | TCHD30S44S3 | TCHD30S44S3 |  | Split System AC | 29 |  | 13.5 | [7 empty] | 2010-03-05 | 2012-08-29 | United States, Canada | ES_42777_3.77887e+006_07022012153054_7627755
1793957 | York International Corp. UPG | HORIZONTAL DISCHARGE | TCHD30S44S3 | TCHD30S44S3 |  | Split System AC | 28 |  | 12.85 | [7 empty] | 2010-03-05 | 2012-08-29 | United States, Canada | ES_42777_3.77887e+006_07022012153054_7627923
1793969 | York International Corp. UPG | HORIZONTAL DISCHARGE | TCHD30S44S3 | TCHD30S44S3 |  | Split System AC | 28.4 |  | 13.15 | [7 empty] | 2010-09-25 | 2012-08-29 | United States, Canada | ES_42777_4.23382e+006_07022012153054_7629935
1793970 | York International Corp. UPG | HORIZONTAL DISCHARGE | TCHD30S44S3 | TCHD30S44S3 |  | Split System AC | 28.8 |  | 13.2 | [7 empty] | 2010-09-25 | 2012-08-29 | United States, Canada | ES_42777_4.23382e+006_07022012153054_7630103
1793972 | York International Corp. UPG | HORIZONTAL DISCHARGE | TCHD30S44S3 | TCHD30S44S3 |  | Split System AC | 28.4 |  | 13.25 | [7 empty] | 2010-09-25 | 2012-08-29 | United States, Canada | ES_42777_4.23384e+006_07022012153054_7630438
1793979 | York International Corp. UPG | HORIZONTAL DISCHARGE | TCHD30S44S3 | TCHD30S44S3 |  | Split System AC | 28.4 |  | 13.1 | [7 empty] | 2010-09-25 | 2012-08-29 | United States, Canada | ES_42777_4.23396e+006_07022012153054_7631612
1793980 | York International Corp. UPG | HORIZONTAL DISCHARGE | TCHD30S44S3 | TCHD30S44S3 |  | Split System AC | 28 |  | 12.85 | [7 empty] | 2010-09-25 | 2012-08-29 | United States, Canada | ES_42777_4.23396e+006_07022012153054_7631780
1794009 | York International Corp. UPG | HORIZONTAL DISCHARGE | TCHD30S44S3 | TCHD30S44S3 |  | Split System AC | 29 |  | 13.6 | [7 empty] | 2010-03-05 | 2012-08-29 | United States, Canada | ES_42777_3.77928e+006_07022012153054_7636643
1794010 | York International Corp. UPG | HORIZONTAL DISCHARGE | TCHD30S44S3 | TCHD30S44S3 |  | Split System AC | 28.6 |  | 13.2 | [7 empty] | 2010-03-05 | 2012-08-29 | United States, Canada | ES_42777_3.77776e+006_07022012153054_7636811
1794030 | York International Corp. UPG | HORIZONTAL DISCHARGE | TCHD30S44S3 | TCHD30S44S3 |  | Split System AC | 28 |  | 13 | [7 empty] | 2010-09-25 | 2012-08-29 | United States, Canada | ES_42777_4.23383e+006_07022012153054_7640165
1794035 | York International Corp. UPG | HORIZONTAL DISCHARGE | TCHD30S44S3 | TCHD30S44S3 |  | Split System AC | 29 |  | 13.45 | [7 empty] | 2010-09-25 | 2012-08-29 | United States, Canada | ES_42777_4.23396e+006_07022012153054_7641003
1794042 | York International Corp. UPG | HORIZONTAL DISCHARGE | TCHD30S44S3 | TCHD30S44S3 |  | Split System AC | 28.8 |  | 13.2 | [7 empty] | 2010-03-05 | 2012-08-29 | United States, Canada | ES_42777_3.77776e+006_07022012153054_7642177
1794066 | York International Corp. UPG | HORIZONTAL DISCHARGE | TCHD30S44S3 | TCHD30S44S3 |  | Split System AC | 28.8 |  | 13.2 | [7 empty] | 2010-03-05 | 2012-08-29 | United States, Canada | ES_42777_3.77861e+006_07022012153054_7646202
1794071 | York International Corp. UPG | HORIZONTAL DISCHARGE | TCHD30S44S3 | TCHD30S44S3 |  | Split System AC | 28.8 |  | 12.8 | [7 empty] | 2010-03-05 | 2012-08-29 | United States, Canada | ES_42777_3.77778e+006_07022012153054_7647040
1794072 | York International Corp. UPG | HORIZONTAL DISCHARGE | TCHD30S44S3 | TCHD30S44S3 |  | Split System AC | 28.8 |  | 13.2 | [7 empty] | 2010-03-05 | 2012-08-29 | United States, Canada | ES_42777_3.77861e+006_07022012153054_7647208
1794073 | York International Corp. UPG | HORIZONTAL DISCHARGE | TCHD30S44S3 | TCHD30S44S3 |  | Split System AC | 29 |  | 13.65 | [7 empty] | 2010-03-05 | 2012-08-29 | United States, Canada | ES_42777_3.77888e+006_07022012153054_7647375
1794074 | York International Corp. UPG | HORIZONTAL DISCHARGE | TCHD30S44S3 | TCHD30S44S3 |  | Split System AC | 28.2 |  | 13.05 | [7 empty] | 2010-03-05 | 2012-08-29 | United States, Canada | ES_42777_3.77824e+006_07022012153054_7647543
1794091 | York International Corp. UPG | HORIZONTAL DISCHARGE | TCHD30S44S3 | TCHD30S44S3 |  | Split System AC | 28.8 |  | 13.2 | [7 empty] | 2010-09-25 | 2012-08-29 | United States, Canada | ES_42777_4.23383e+006_07022012153054_7650394
1794092 | York International Corp. UPG | HORIZONTAL DISCHARGE | TCHD30S44S3 | TCHD30S44S3 |  | Split System AC | 28 |  | 12.65 | [7 empty] | 2010-09-25 | 2012-08-29 | United States, Canada | ES_42777_4.23383e+006_07022012153054_7650562
1794112 | York International Corp. UPG | HORIZONTAL DISCHARGE | TCHD30S44S3 | TCHD30S44S3 |  | Split System AC | 28.8 |  | 13.2 | [7 empty] | 2010-03-05 | 2012-08-29 | United States, Canada | ES_42777_3.77776e+006_07022012153054_7653916
1794113 | York International Corp. UPG | HORIZONTAL DISCHARGE | TCHD30S44S3 | TCHD30S44S3 |  | Split System AC | 28.2 |  | 13.05 | [7 empty] | 2010-03-05 | 2012-08-29 | United States, Canada | ES_42777_3.77822e+006_07022012153054_7654083
1794114 | York International Corp. UPG | HORIZONTAL DISCHARGE | TCHD30S44S3 | TCHD30S44S3 |  | Split System AC | 28.4 |  | 13 | [7 empty] | 2010-03-05 | 2012-08-29 | United States, Canada | ES_42777_3.77888e+006_07022012153054_7654251
1794115 | York International Corp. UPG | HORIZONTAL DISCHARGE | TCHD30S44S3 | TCHD30S44S3 |  | Split System AC | 28.4 |  | 13.25 | [7 empty] | 2010-03-05 | 2012-08-29 | United States, Canada | ES_42777_3.77801e+006_07022012153054_7654419
1794120 | York International Corp. UPG | HORIZONTAL DISCHARGE | TCHD30S44S3 | TCHD30S44S3 |  | Split System AC | 28.8 |  | 12.8 | [7 empty] | 2010-09-25 | 2012-08-29 | United States, Canada | ES_42777_4.23383e+006_07022012153054_7655257
1794129 | York International Corp. UPG | HORIZONTAL DISCHARGE | TCHD30S44S3 | TCHD30S44S3 |  | Split System AC | 28.2 |  | 12.5 | [7 empty] | 2010-09-25 | 2012-08-29 | United States, Canada | ES_42777_4.23395e+006_07022012153054_7656767
1794154 | York International Corp. UPG | HORIZONTAL DISCHARGE | TCHD30S44S3 | TCHD30S44S3 |  | Split System AC | 28.4 |  | 13.15 | [7 empty] | 2010-03-05 | 2012-08-29 | United States, Canada | ES_42777_3.77906e+006_07022012153054_7660959
1794165 | York International Corp. UPG | HORIZONTAL DISCHARGE | TCHD30S44S3 | TCHD30S44S3 |  | Split System AC | 29 |  | 13.65 | [7 empty] | 2010-09-25 | 2012-08-29 | United States, Canada | ES_42777_4.23383e+006_07022012153054_7662804
1794173 | York International Corp. UPG | HORIZONTAL DISCHARGE | TCHD30S44S3 | TCHD30S44S3 |  | Split System AC | 28.8 |  | 12.8 | [7 empty] | 2010-03-05 | 2012-08-29 | United States, Canada | ES_42777_3.77822e+006_07022012153054_7664145
1794174 | York International Corp. UPG | HORIZONTAL DISCHARGE | TCHD30S44S3 | TCHD30S44S3 |  | Split System AC | 28.2 |  | 13.05 | [7 empty] | 2010-03-05 | 2012-08-29 | United States, Canada | ES_42777_3.77822e+006_07022012153054_7664313
1794176 | York International Corp. UPG | HORIZONTAL DISCHARGE | TCHD30S44S3 | TCHD30S44S3 |  | Split System AC | 28.4 |  | 13.15 | [7 empty] | 2010-03-05 | 2012-08-29 | United States, Canada | ES_42777_3.77861e+006_07022012153054_7664648
1794183 | York International Corp. UPG | HORIZONTAL DISCHARGE | TCHD30S44S3 | TCHD30S44S3 |  | Split System AC | 28 |  | 13 | [7 empty] | 2010-03-05 | 2012-08-29 | United States, Canada | ES_42777_3.77778e+006_07022012153054_7665822
1794207 | York International Corp. UPG | HORIZONTAL DISCHARGE | TCHD30S44S3 | TCHD30S44S3 |  | Split System AC | 28.4 |  | 13.1 | [7 empty] | 2010-09-25 | 2012-08-29 | United States, Canada | ES_42777_4.23396e+006_07022012153054_7669847
1794208 | York International Corp. UPG | HORIZONTAL DISCHARGE | TCHD30S44S3 | TCHD30S44S3 |  | Split System AC | 28.8 |  | 13.15 | [7 empty] | 2010-09-25 | 2012-08-29 | United States, Canada | ES_42777_4.23396e+006_07022012153054_7670015
1794209 | York International Corp. UPG | HORIZONTAL DISCHARGE | TCHD30S44S3 | TCHD30S44S3 |  | Split System AC | 28.2 |  | 13.05 | [7 empty] | 2010-09-25 | 2012-08-29 | United States, Canada | ES_42777_4.23396e+006_07022012153054_7670182
1794219 | York International Corp. UPG | HORIZONTAL DISCHARGE | TCHD30S44S3 | TCHD30S44S3 |  | Split System AC | 28.4 |  | 13 | [7 empty] | 2010-03-05 | 2012-08-29 | United States, Canada | ES_42777_3.77906e+006_07022012153054_7671859
1794220 | York International Corp. UPG | HORIZONTAL DISCHARGE | TCHD30S44S3 | TCHD30S44S3 |  | Split System AC | 28.4 |  | 13.1 | [7 empty] | 2010-03-05 | 2012-08-29 | United States, Canada | ES_42777_3.77887e+006_07022012153054_7672027
1794226 | York International Corp. UPG | HORIZONTAL DISCHARGE | TCHD30S44S3 | TCHD30S44S3 |  | Split System AC | 29 |  | 13.6 | [7 empty] | 2010-09-25 | 2012-08-29 | United States, Canada | ES_42777_4.23383e+006_07022012153054_7673033
1794241 | York International Corp. UPG | HORIZONTAL DISCHARGE | TCHD30S44S3 | TCHD30S44S3 |  | Split System AC | 29 |  | 13.65 | [7 empty] | 2010-03-05 | 2012-08-29 | United States, Canada | ES_42777_3.77928e+006_07022012153054_7675549
1794242 | York International Corp. UPG | HORIZONTAL DISCHARGE | TCHD30S44S3 | TCHD30S44S3 |  | Split System AC | 28.8 |  | 13.15 | [7 empty] | 2010-03-05 | 2012-08-29 | United States, Canada | ES_42777_3.77928e+006_07022012153054_7675716
1794243 | York International Corp. UPG | HORIZONTAL DISCHARGE | TCHD30S44S3 | TCHD30S44S3 |  | Split System AC | 29.4 |  | 13.7 | [7 empty] | 2010-03-05 | 2012-08-29 | United States, Canada | ES_42777_3.77822e+006_07022012153054_7675884
1794244 | York International Corp. UPG | HORIZONTAL DISCHARGE | TCHD30S44S3 | TCHD30S44S3 |  | Split System AC | 28 |  | 13 | [7 empty] | 2010-03-05 | 2012-08-29 | United States, Canada | ES_42777_3.77906e+006_07022012153054_7676052
1794249 | York International Corp. UPG | HORIZONTAL DISCHARGE | TCHD30S44S3 | TCHD30S44S3 |  | Split System AC | 28 |  | 12.65 | [7 empty] | 2010-03-05 | 2012-08-29 | United States, Canada | ES_42777_3.77801e+006_07022012153054_7676890
1794263 | York International Corp. UPG | HORIZONTAL DISCHARGE | TCHD30S44S3 | TCHD30S44S3 |  | Split System AC | 28.2 |  | 13.05 | [7 empty] | 2010-09-25 | 2012-08-29 | United States, Canada | ES_42777_4.23384e+006_07022012153054_7679238
1794267 | York International Corp. UPG | HORIZONTAL DISCHARGE | TCHD30S44S3 | TCHD30S44S3 |  | Split System AC | 28.4 |  | 13 | [7 empty] | 2010-09-25 | 2012-08-29 | United States, Canada | ES_42777_4.23382e+006_07022012153054_7679909
1794273 | York International Corp. UPG | HORIZONTAL DISCHARGE | TCHD30S44S3 | TCHD30S44S3 |  | Split System AC | 28 |  | 13 | [7 empty] | 2010-09-25 | 2012-08-29 | United States, Canada | ES_42777_4.23396e+006_07022012153054_7680915
1794281 | York International Corp. UPG | HORIZONTAL DISCHARGE | TCHD30S44S3 | TCHD30S44S3 |  | Split System AC | 28.2 |  | 12.5 | [7 empty] | 2010-09-25 | 2012-08-29 | United States, Canada | ES_42777_4.23457e+006_07022012153054_7682256
1794282 | York International Corp. UPG | HORIZONTAL DISCHARGE | TCHD30S44S3 | TCHD30S44S3 |  | Split System AC | 28.8 |  | 12.85 | [7 empty] | 2010-09-25 | 2012-08-29 | United States, Canada | ES_42777_4.23457e+006_07022012153054_7682424
1794293 | York International Corp. UPG | HORIZONTAL DISCHARGE | TCHD30S44S3 | TCHD30S44S3 |  | Split System AC | 28.2 |  | 13.05 | [7 empty] | 2010-03-08 | 2012-08-29 | United States, Canada | ES_42777_3.78203e+006_07022012153054_7684269
1794320 | York International Corp. UPG | HORIZONTAL DISCHARGE | TCHD30S44S3 | TCHD30S44S3 |  | Split System AC | 28.2 |  | 13.05 | [7 empty] | 2010-09-25 | 2012-08-29 | United States, Canada | ES_42777_4.23458e+006_07022012153054_7688797
1794351 | York International Corp. UPG | HORIZONTAL DISCHARGE | TCHD30S44S3 | TCHD30S44S3 |  | Split System AC | 29 |  | 13.65 | [7 empty] | 2010-09-25 | 2012-08-29 | United States, Canada | ES_42777_4.23444e+006_07022012153054_7693995
1794371 | York International Corp. UPG | HORIZONTAL DISCHARGE | TCHD30S44S3 | TCHD30S44S3 |  | Split System AC | 28.2 |  | 13.05 | [7 empty] | 2010-09-25 | 2012-08-29 | United States, Canada | ES_42777_4.23445e+006_07022012153054_7697349
1794384 | York International Corp. UPG | HORIZONTAL DISCHARGE | TCHD30S44S3 | TCHD30S44S3 |  | Split System AC | 28 |  | 13 | [7 empty] | 2010-09-25 | 2012-08-29 | United States, Canada | ES_42777_4.23458e+006_07022012153054_7699529
1794388 | York International Corp. UPG | HORIZONTAL DISCHARGE | TCHD30S44S3 | TCHD30S44S3 |  | Split System AC | 28 |  | 12.65 | [7 empty] | 2010-09-25 | 2012-08-29 | United States, Canada | ES_42777_4.23445e+006_07022012153054_7700200
1794390 | York International Corp. UPG | HORIZONTAL DISCHARGE | TCHD30S44S3 | TCHD30S44S3 |  | Split System AC | 29 |  | 13.6 | [7 empty] | 2010-09-25 | 2012-08-29 | United States, Canada | ES_42777_4.23444e+006_07022012153054_7700535
1794391 | York International Corp. UPG | HORIZONTAL DISCHARGE | TCHD30S44S3 | TCHD30S44S3 |  | Split System AC | 28.4 |  | 13.15 | [7 empty] | 2010-09-25 | 2012-08-29 | United States, Canada | ES_42777_4.23444e+006_07022012153054_7700703
1794399 | York International Corp. UPG | HORIZONTAL DISCHARGE | TCHD30S44S3 | TCHD30S44S3 |  | Split System AC | 29 |  | 13.35 | [7 empty] | 2010-03-08 | 2012-08-29 | United States, Canada | ES_42777_3.78311e+006_07022012153054_7702045
1794400 | York International Corp. UPG | HORIZONTAL DISCHARGE | TCHD30S44S3 | TCHD30S44S3 |  | Split System AC | 29.4 |  | 13.7 | [7 empty] | 2010-03-08 | 2012-08-29 | United States, Canada | ES_42777_3.78294e+006_07022012153054_7702212
1794415 | York International Corp. UPG | HORIZONTAL DISCHARGE | TCHD30S44S3 | TCHD30S44S3 |  | Split System AC | 28.4 |  | 13.1 | [7 empty] | 2010-09-25 | 2012-08-29 | United States, Canada | ES_42777_4.23457e+006_07022012153054_7704728
1794423 | York International Corp. UPG | HORIZONTAL DISCHARGE | TCHD30S44S3 | TCHD30S44S3 |  | Split System AC | 28.8 |  | 12.8 | [7 empty] | 2010-09-25 | 2012-08-29 | United States, Canada | ES_42777_4.23444e+006_07022012153054_7706069
1794429 | York International Corp. UPG | HORIZONTAL DISCHARGE | TCHD30S44S3 | TCHD30S44S3 |  | Split System AC | 28 |  | 12.65 | [7 empty] | 2010-03-08 | 2012-08-29 | United States, Canada | ES_42777_3.78187e+006_07022012153054_7707076
1794430 | York International Corp. UPG | HORIZONTAL DISCHARGE | TCHD30S44S3 | TCHD30S44S3 |  | Split System AC | 28 |  | 13 | [7 empty] | 2010-03-08 | 2012-08-29 | United States, Canada | ES_42777_3.78193e+006_07022012153054_7707243
1794431 | York International Corp. UPG | HORIZONTAL DISCHARGE | TCHD30S44S3 | TCHD30S44S3 |  | Split System AC | 29 |  | 13.6 | [7 empty] | 2010-03-08 | 2012-08-29 | United States, Canada | ES_42777_3.78199e+006_07022012153054_7707411
1794433 | York International Corp. UPG | HORIZONTAL DISCHARGE | TCHD30S44S3 | TCHD30S44S3 |  | Split System AC | 28.4 |  | 13.15 | [7 empty] | 2010-03-08 | 2012-08-29 | United States, Canada | ES_42777_3.78204e+006_07022012153054_7707746
1794465 | York International Corp. UPG | HORIZONTAL DISCHARGE | TCHD30S44S3 | TCHD30S44S3 |  | Split System AC | 28 |  | 13 | [7 empty] | 2010-09-25 | 2012-08-29 | United States, Canada | ES_42777_4.23445e+006_07022012153054_7713113
1794479 | York International Corp. UPG | HORIZONTAL DISCHARGE | TCHD30S44S3 | TCHD30S44S3 |  | Split System AC | 28.8 |  | 12.8 | [7 empty] | 2010-03-08 | 2012-08-29 | United States, Canada | ES_42777_3.78187e+006_07022012153054_7715460
1794480 | York International Corp. UPG | HORIZONTAL DISCHARGE | TCHD30S44S3 | TCHD30S44S3 |  | Split System AC | 28.8 |  | 13.2 | [7 empty] | 2010-03-08 | 2012-08-29 | United States, Canada | ES_42777_3.78197e+006_07022012153054_7715628
1794483 | York International Corp. UPG | HORIZONTAL DISCHARGE | TCHD30S44S3 | TCHD30S44S3 |  | Split System AC | 29 |  | 13.5 | [7 empty] | 2010-03-08 | 2012-08-29 | United States, Canada | ES_42777_3.78307e+006_07022012153054_7716131
1794511 | York International Corp. UPG | HORIZONTAL DISCHARGE | TCHD30S44S3 | TCHD30S44S3 |  | Split System AC | 28 |  | 12.85 | [7 empty] | 2010-09-25 | 2012-08-29 | United States, Canada | ES_42777_4.23457e+006_07022012153054_7720827
1794512 | York International Corp. UPG | HORIZONTAL DISCHARGE | TCHD30S44S3 | TCHD30S44S3 |  | Split System AC | 28.8 |  | 13.15 | [7 empty] | 2010-09-25 | 2012-08-29 | United States, Canada | ES_42777_4.23457e+006_07022012153054_7720994
1794513 | York International Corp. UPG | HORIZONTAL DISCHARGE | TCHD30S44S3 | TCHD30S44S3 |  | Split System AC | 28.4 |  | 13.1 | [7 empty] | 2010-09-25 | 2012-08-29 | United States, Canada | ES_42777_4.23457e+006_07022012153054_7721162
1794527 | York International Corp. UPG | HORIZONTAL DISCHARGE | TCHD30S44S3 | TCHD30S44S3 |  | Split System AC | 28.4 |  | 13.25 | [7 empty] | 2010-09-25 | 2012-08-29 | United States, Canada | ES_42777_4.23445e+006_07022012153054_7723510
1794529 | York International Corp. UPG | HORIZONTAL DISCHARGE | TCHD30S44S3 | TCHD30S44S3 |  | Split System AC | 28.8 |  | 13.2 | [7 empty] | 2010-09-25 | 2012-08-29 | United States, Canada | ES_42777_4.23444e+006_07022012153054_7723845
1794540 | York International Corp. UPG | HORIZONTAL DISCHARGE | TCHD30S44S3 | TCHD30S44S3 |  | Split System AC | 28.8 |  | 13.2 | [7 empty] | 2010-03-08 | 2012-08-29 | United States, Canada | ES_42777_3.78211e+006_07022012153054_7725690
1794541 | York International Corp. UPG | HORIZONTAL DISCHARGE | TCHD30S44S3 | TCHD30S44S3 |  | Split System AC | 28.4 |  | 13 | [7 empty] | 2010-03-08 | 2012-08-29 | United States, Canada | ES_42777_3.78197e+006_07022012153054_7725858
1794573 | York International Corp. UPG | HORIZONTAL DISCHARGE | TCHD30S44S3 | TCHD30S44S3 |  | Split System AC | 29 |  | 13.65 | [7 empty] | 2010-03-08 | 2012-08-29 | United States, Canada | ES_42777_3.78212e+006_07022012153054_7731224
1794578 | York International Corp. UPG | HORIZONTAL DISCHARGE | TCHD30S44S3 | TCHD30S44S3 |  | Split System AC | 28.4 |  | 13 | [7 empty] | 2010-09-25 | 2012-08-29 | United States, Canada | ES_42777_4.23444e+006_07022012153054_7732062
1794579 | York International Corp. UPG | HORIZONTAL DISCHARGE | TCHD30S44S3 | TCHD30S44S3 |  | Split System AC | 28.8 |  | 13.2 | [7 empty] | 2010-09-25 | 2012-08-29 | United States, Canada | ES_42777_4.23444e+006_07022012153054_7732230
1794592 | York International Corp. UPG | HORIZONTAL DISCHARGE | TCHD30S44S3 | TCHD30S44S3 |  | Split System AC | 28.6 |  | 13.2 | [7 empty] | 2010-03-08 | 2012-08-29 | United States, Canada | ES_42777_3.78284e+006_07022012153054_7734410
1794593 | York International Corp. UPG | HORIZONTAL DISCHARGE | TCHD30S44S3 | TCHD30S44S3 |  | Split System AC | 28.6 |  | 13.25 | [7 empty] | 2010-03-08 | 2012-08-29 | United States, Canada | ES_42777_3.78301e+006_07022012153054_7734578
1794602 | York International Corp. UPG | HORIZONTAL DISCHARGE | TCHD30S44S3 | TCHD30S44S3 |  | Split System AC | 29 |  | 13.45 | [7 empty] | 2010-09-25 | 2012-08-29 | United States, Canada | ES_42777_4.23457e+006_07022012153054_7736087
1794615 | York International Corp. UPG | HORIZONTAL DISCHARGE | TCHD30S44S3 | TCHD30S44S3 |  | Split System AC | 28.4 |  | 13.25 | [7 empty] | 2010-03-08 | 2012-08-29 | United States, Canada | ES_42777_3.78208e+006_07022012153054_7738267
1794662 | York International Corp. UPG | HORIZONTAL DISCHARGE | TCHD30S44S3 | TCHD30S44S3 |  | Split System AC | 29 |  | 13.6 | [7 empty] | 2010-03-05 | 2012-08-29 | United States, Canada | ES_42777_3.78102e+006_07022012153054_7746149
1794690 | York International Corp. UPG | HORIZONTAL DISCHARGE | TCHD30S44S3 | TCHD30S44S3 |  | Split System AC | 28 |  | 12.85 | [7 empty] | 2010-09-25 | 2012-08-29 | United States, Canada | ES_42777_4.23427e+006_07022012153054_7750844
1794702 | York International Corp. UPG | HORIZONTAL DISCHARGE | TCHD30S44S3 | TCHD30S44S3 |  | Split System AC | 28.2 |  | 12.5 | [7 empty] | 2010-03-05 | 2012-08-29 | United States, Canada | ES_42777_3.7806e+006_07022012153054_7752857
1794705 | York International Corp. UPG | HORIZONTAL DISCHARGE | TCHD30S44S3 | TCHD30S44S3 |  | Split System AC | 28.8 |  | 13.2 | [7 empty] | 2010-03-05 | 2012-08-29 | United States, Canada | ES_42777_3.7795e+006_07022012153054_7753360
1794720 | York International Corp. UPG | HORIZONTAL DISCHARGE | TCHD30S44S3 | TCHD30S44S3 |  | Split System AC | 29 |  | 13.65 | [7 empty] | 2010-09-25 | 2012-08-29 | United States, Canada | ES_42777_4.23414e+006_07022012153054_7755875
1794722 | York International Corp. UPG | HORIZONTAL DISCHARGE | TCHD30S44S3 | TCHD30S44S3 |  | Split System AC | 28.4 |  | 13 | [7 empty] | 2010-09-25 | 2012-08-29 | United States, Canada | ES_42777_4.23413e+006_07022012153054_7756211
1794726 | York International Corp. UPG | HORIZONTAL DISCHARGE | TCHD30S44S3 | TCHD30S44S3 |  | Split System AC | 28 |  | 12.65 | [7 empty] | 2010-03-05 | 2012-08-29 | United States, Canada | ES_42777_3.77973e+006_07022012153054_7756881
1794727 | York International Corp. UPG | HORIZONTAL DISCHARGE | TCHD30S44S3 | TCHD30S44S3 |  | Split System AC | 28 |  | 13 | [7 empty] | 2010-03-05 | 2012-08-29 | United States, Canada | ES_42777_3.7808e+006_07022012153054_7757049
1794729 | York International Corp. UPG | HORIZONTAL DISCHARGE | TCHD30S44S3 | TCHD30S44S3 |  | Split System AC | 28.8 |  | 13.2 | [7 empty] | 2010-03-05 | 2012-08-29 | United States, Canada | ES_42777_3.78035e+006_07022012153054_7757385
1794730 | York International Corp. UPG | HORIZONTAL DISCHARGE | TCHD30S44S3 | TCHD30S44S3 |  | Split System AC | 28 |  | 13 | [7 empty] | 2010-03-05 | 2012-08-29 | United States, Canada | ES_42777_3.77952e+006_07022012153054_7757552
1794731 | York International Corp. UPG | HORIZONTAL DISCHARGE | TCHD30S44S3 | TCHD30S44S3 |  | Split System AC | 28.2 |  | 13.05 | [7 empty] | 2010-03-05 | 2012-08-29 | United States, Canada | ES_42777_3.77998e+006_07022012153054_7757720
1794732 | York International Corp. UPG | HORIZONTAL DISCHARGE | TCHD30S44S3 | TCHD30S44S3 |  | Split System AC | 28.2 |  | 13.05 | [7 empty] | 2010-03-05 | 2012-08-29 | United States, Canada | ES_42777_3.77996e+006_07022012153054_7757888
1794736 | York International Corp. UPG | HORIZONTAL DISCHARGE | TCHD30S44S3 | TCHD30S44S3 |  | Split System AC | 28.8 |  | 12.8 | [7 empty] | 2010-03-05 | 2012-08-29 | United States, Canada | ES_42777_3.77951e+006_07022012153054_7758558
1794753 | York International Corp. UPG | HORIZONTAL DISCHARGE | TCHD30S44S3 | TCHD30S44S3 |  | Split System AC | 28.2 |  | 13.05 | [7 empty] | 2010-09-25 | 2012-08-29 | United States, Canada | ES_42777_4.23414e+006_07022012153054_7761409
1794767 | York International Corp. UPG | HORIZONTAL DISCHARGE | TCHD30S44S3 | TCHD30S44S3 |  | Split System AC | 28.4 |  | 13.1 | [7 empty] | 2010-03-05 | 2012-08-29 | United States, Canada | ES_42777_3.7806e+006_07022012153054_7763757
1794784 | York International Corp. UPG | HORIZONTAL DISCHARGE | TCHD30S44S3 | TCHD30S44S3 |  | Split System AC | 29 |  | 13.5 | [7 empty] | 2010-03-05 | 2012-08-29 | United States, Canada | ES_42777_3.78061e+006_07022012153054_7766608
1794785 | York International Corp. UPG | HORIZONTAL DISCHARGE | TCHD30S44S3 | TCHD30S44S3 |  | Split System AC | 28.6 |  | 13.25 | [7 empty] | 2010-03-05 | 2012-08-29 | United States, Canada | ES_42777_3.78034e+006_07022012153054_7766776
1794786 | York International Corp. UPG | HORIZONTAL DISCHARGE | TCHD30S44S3 | TCHD30S44S3 |  | Split System AC | 28 |  | 13 | [7 empty] | 2010-03-05 | 2012-08-29 | United States, Canada | ES_42777_3.7794e+006_07022012153054_7766943
1794789 | York International Corp. UPG | HORIZONTAL DISCHARGE | TCHD30S44S3 | TCHD30S44S3 |  | Split System AC | 28.4 |  | 13.25 | [7 empty] | 2010-03-05 | 2012-08-29 | United States, Canada | ES_42777_3.77975e+006_07022012153054_7767446
1794801 | York International Corp. UPG | HORIZONTAL DISCHARGE | TCHD30S44S3 | TCHD30S44S3 |  | Split System AC | 29 |  | 13.6 | [7 empty] | 2010-09-25 | 2012-08-29 | United States, Canada | ES_42777_4.23413e+006_07022012153054_7769459
1794808 | York International Corp. UPG | HORIZONTAL DISCHARGE | TCHD30S44S3 | TCHD30S44S3 |  | Split System AC | 28.2 |  | 12.5 | [7 empty] | 2010-09-25 | 2012-08-29 | United States, Canada | ES_42777_4.23426e+006_07022012153054_7770633
1794809 | York International Corp. UPG | HORIZONTAL DISCHARGE | TCHD30S44S3 | TCHD30S44S3 |  | Split System AC | 28.8 |  | 13.15 | [7 empty] | 2010-09-25 | 2012-08-29 | United States, Canada | ES_42777_4.23427e+006_07022012153054_7770800
1794810 | York International Corp. UPG | HORIZONTAL DISCHARGE | TCHD30S44S3 | TCHD30S44S3 |  | Split System AC | 28 |  | 13 | [7 empty] | 2010-09-25 | 2012-08-29 | United States, Canada | ES_42777_4.23427e+006_07022012153054_7770968
1794841 | York International Corp. UPG | HORIZONTAL DISCHARGE | TCHD30S44S3 | TCHD30S44S3 |  | Split System AC | 28.6 |  | 13.2 | [7 empty] | 2010-03-05 | 2012-08-29 | United States, Canada | ES_42777_3.7795e+006_07022012153054_7776167
1794842 | York International Corp. UPG | HORIZONTAL DISCHARGE | TCHD30S44S3 | TCHD30S44S3 |  | Split System AC | 28 |  | 12.85 | [7 empty] | 2010-03-05 | 2012-08-29 | United States, Canada | ES_42777_3.78061e+006_07022012153054_7776334
1794865 | York International Corp. UPG | HORIZONTAL DISCHARGE | TCHD30S44S3 | TCHD30S44S3 |  | Split System AC | 28.2 |  | 13.05 | [7 empty] | 2010-09-25 | 2012-08-29 | United States, Canada | ES_42777_4.23427e+006_07022012153054_7780191
1794879 | York International Corp. UPG | HORIZONTAL DISCHARGE | TCHD30S44S3 | TCHD30S44S3 |  | Split System AC | 28.4 |  | 13 | [7 empty] | 2010-03-05 | 2012-08-29 | United States, Canada | ES_42777_3.7808e+006_07022012153054_7782539
1794880 | York International Corp. UPG | HORIZONTAL DISCHARGE | TCHD30S44S3 | TCHD30S44S3 |  | Split System AC | 28.4 |  | 13.15 | [7 empty] | 2010-03-05 | 2012-08-29 | United States, Canada | ES_42777_3.7808e+006_07022012153054_7782707
1794900 | York International Corp. UPG | HORIZONTAL DISCHARGE | TCHD30S44S3 | TCHD30S44S3 |  | Split System AC | 29 |  | 13.45 | [7 empty] | 2010-03-05 | 2012-08-29 | United States, Canada | ES_42777_3.7794e+006_07022012153054_7786061
1794901 | York International Corp. UPG | HORIZONTAL DISCHARGE | TCHD30S44S3 | TCHD30S44S3 |  | Split System AC | 29.4 |  | 13.7 | [7 empty] | 2010-03-05 | 2012-08-29 | United States, Canada | ES_42777_3.77996e+006_07022012153054_7786228
1794902 | York International Corp. UPG | HORIZONTAL DISCHARGE | TCHD30S44S3 | TCHD30S44S3 |  | Split System AC | 28.4 |  | 13 | [7 empty] | 2010-03-05 | 2012-08-29 | United States, Canada | ES_42777_3.78062e+006_07022012153054_7786396
1794905 | York International Corp. UPG | HORIZONTAL DISCHARGE | TCHD30S44S3 | TCHD30S44S3 |  | Split System AC | 28.2 |  | 13.05 | [7 empty] | 2010-03-05 | 2012-08-29 | United States, Canada | ES_42777_3.77996e+006_07022012153054_7786899
1794906 | York International Corp. UPG | HORIZONTAL DISCHARGE | TCHD30S44S3 | TCHD30S44S3 |  | Split System AC | 28.4 |  | 13.15 | [7 empty] | 2010-03-05 | 2012-08-29 | United States, Canada | ES_42777_3.78035e+006_07022012153054_7787067
1794920 | York International Corp. UPG | HORIZONTAL DISCHARGE | TCHD30S44S3 | TCHD30S44S3 |  | Split System AC | 28.8 |  | 13.2 | [7 empty] | 2010-09-25 | 2012-08-29 | United States, Canada | ES_42777_4.23413e+006_07022012153054_7789415
1794926 | York International Corp. UPG | HORIZONTAL DISCHARGE | TCHD30S44S3 | TCHD30S44S3 |  | Split System AC | 28.8 |  | 12.85 | [7 empty] | 2010-09-25 | 2012-08-29 | United States, Canada | ES_42777_4.23426e+006_07022012153054_7790421
1794928 | York International Corp. UPG | HORIZONTAL DISCHARGE | TCHD30S44S3 | TCHD30S44S3 |  | Split System AC | 28.4 |  | 13.1 | [7 empty] | 2010-09-25 | 2012-08-29 | United States, Canada | ES_42777_4.23426e+006_07022012153054_7790756
1794938 | York International Corp. UPG | HORIZONTAL DISCHARGE | TCHD30S44S3 | TCHD30S44S3 |  | Split System AC | 28.8 |  | 13.15 | [7 empty] | 2010-03-05 | 2012-08-29 | United States, Canada | ES_42777_3.78102e+006_07022012153054_7792433
1794939 | York International Corp. UPG | HORIZONTAL DISCHARGE | TCHD30S44S3 | TCHD30S44S3 |  | Split System AC | 28.4 |  | 13.25 | [7 empty] | 2010-03-05 | 2012-08-29 | United States, Canada | ES_42777_3.77996e+006_07022012153054_7792601
1794943 | York International Corp. UPG | HORIZONTAL DISCHARGE | TCHD30S44S3 | TCHD30S44S3 |  | Split System AC | 28 |  | 12.65 | [7 empty] | 2010-03-05 | 2012-08-29 | United States, Canada | ES_42777_3.77974e+006_07022012153054_7793272
1794952 | York International Corp. UPG | HORIZONTAL DISCHARGE | TCHD30S44S3 | TCHD30S44S3 |  | Split System AC | 28 |  | 12.65 | [7 empty] | 2010-09-25 | 2012-08-29 | United States, Canada | ES_42777_4.23414e+006_07022012153054_7794781
1794982 | York International Corp. UPG | HORIZONTAL DISCHARGE | TCHD30S44S3 | TCHD30S44S3 |  | Split System AC | 28.8 |  | 13.2 | [7 empty] | 2010-03-05 | 2012-08-29 | United States, Canada | ES_42777_3.7795e+006_07022012153054_7799812
1794983 | York International Corp. UPG | HORIZONTAL DISCHARGE | TCHD30S44S3 | TCHD30S44S3 |  | Split System AC | 28.4 |  | 13.1 | [7 empty] | 2010-03-05 | 2012-08-29 | United States, Canada | ES_42777_3.78061e+006_07022012153054_7799979
1794998 | York International Corp. UPG | HORIZONTAL DISCHARGE | TCHD30S44S3 | TCHD30S44S3 |  | Split System AC | 28.8 |  | 12.8 | [7 empty] | 2010-09-25 | 2012-08-29 | United States, Canada | ES_42777_4.23413e+006_07022012153054_7802495
1795006 | York International Corp. UPG | HORIZONTAL DISCHARGE | TCHD30S44S3 | TCHD30S44S3 |  | Split System AC | 28.8 |  | 12.8 | [7 empty] | 2010-03-05 | 2012-08-29 | United States, Canada | ES_42777_3.77996e+006_07022012153054_7803837
1795007 | York International Corp. UPG | HORIZONTAL DISCHARGE | TCHD30S44S3 | TCHD30S44S3 |  | Split System AC | 28.8 |  | 12.85 | [7 empty] | 2010-03-05 | 2012-08-29 | United States, Canada | ES_42777_3.78061e+006_07022012153054_7804004
1795015 | York International Corp. UPG | HORIZONTAL DISCHARGE | TCHD30S44S3 | TCHD30S44S3 |  | Split System AC | 29 |  | 13.6 | [7 empty] | 2010-03-05 | 2012-08-29 | United States, Canada | ES_42777_3.77941e+006_07022012153054_7805346
1795024 | York International Corp. UPG | HORIZONTAL DISCHARGE | TCHD30S44S3 | TCHD30S44S3 |  | Split System AC | 28 |  | 13 | [7 empty] | 2010-09-25 | 2012-08-29 | United States, Canada | ES_42777_4.23414e+006_07022012153054_7806855
1795027 | York International Corp. UPG | HORIZONTAL DISCHARGE | TCHD30S44S3 | TCHD30S44S3 |  | Split System AC | 28.4 |  | 13.25 | [7 empty] | 2010-09-25 | 2012-08-29 | United States, Canada | ES_42777_4.23414e+006_07022012153054_7807358
1795031 | York International Corp. UPG | HORIZONTAL DISCHARGE | TCHD30S44S3 | TCHD30S44S3 |  | Split System AC | 29 |  | 13.45 | [7 empty] | 2010-09-25 | 2012-08-29 | United States, Canada | ES_42777_4.23427e+006_07022012153054_7808029
1795058 | York International Corp. UPG | HORIZONTAL DISCHARGE | TCHD30S44S3 | TCHD30S44S3 |  | Split System AC | 29 |  | 13.35 | [7 empty] | 2010-03-05 | 2012-08-29 | United States, Canada | ES_42777_3.7808e+006_07022012153054_7812557
1795059 | York International Corp. UPG | HORIZONTAL DISCHARGE | TCHD30S44S3 | TCHD30S44S3 |  | Split System AC | 29 |  | 13.65 | [7 empty] | 2010-03-05 | 2012-08-29 | United States, Canada | ES_42777_3.78102e+006_07022012153054_7812724
1795062 | York International Corp. UPG | HORIZONTAL DISCHARGE | TCHD30S44S3 | TCHD30S44S3 |  | Split System AC | 28.8 |  | 13.2 | [7 empty] | 2010-03-05 | 2012-08-29 | United States, Canada | ES_42777_3.78035e+006_07022012153054_7813228
1795063 | York International Corp. UPG | HORIZONTAL DISCHARGE | TCHD30S44S3 | TCHD30S44S3 |  | Split System AC | 29 |  | 13.65 | [7 empty] | 2010-03-05 | 2012-08-29 | United States, Canada | ES_42777_3.78062e+006_07022012153054_7813395
1795077 | York International Corp. UPG | HORIZONTAL DISCHARGE | TCHD30S44S3 | TCHD30S44S3 |  | Split System AC | 28.4 |  | 13.15 | [7 empty] | 2010-09-25 | 2012-08-29 | United States, Canada | ES_42777_4.23413e+006_07022012153054_7815743
1795078 | York International Corp. UPG | HORIZONTAL DISCHARGE | TCHD30S44S3 | TCHD30S44S3 |  | Split System AC | 28.8 |  | 13.2 | [7 empty] | 2010-09-25 | 2012-08-29 | United States, Canada | ES_42777_4.23413e+006_07022012153054_7815911
1795081 | York International Corp. UPG | HORIZONTAL DISCHARGE | TCHD30S44S3 | TCHD30S44S3 |  | Split System AC | 28.4 |  | 13.1 | [7 empty] | 2010-09-25 | 2012-08-29 | United States, Canada | ES_42777_4.23426e+006_07022012153054_7816414
1793860 | York International Corp. UPG | HORIZONTAL DISCHARGE | TCHD36S43S3 | TCHD36S43S3 |  | Split System AC | 34.4 |  | 12.7 | [7 empty] | 2010-03-05 | 2012-08-29 | United States, Canada | ES_42777_3.77877e+006_07022012153054_7611656
1793861 | York International Corp. UPG | HORIZONTAL DISCHARGE | TCHD36S43S3 | TCHD36S43S3 |  | Split System AC | 34.8 |  | 12.4 | [7 empty] | 2010-03-05 | 2012-08-29 | United States, Canada | ES_42777_3.77805e+006_07022012153054_7611824
1793868 | York International Corp. UPG | HORIZONTAL DISCHARGE | TCHD36S43S3 | TCHD36S43S3 |  | Split System AC | 35 |  | 13 | [7 empty] | 2010-03-05 | 2012-08-29 | United States, Canada | ES_42777_3.77784e+006_07022012153054_7612998
1793869 | York International Corp. UPG | HORIZONTAL DISCHARGE | TCHD36S43S3 | TCHD36S43S3 |  | Split System AC | 34.6 |  | 12.45 | [7 empty] | 2010-03-05 | 2012-08-29 | United States, Canada | ES_42777_3.7784e+006_07022012153054_7613165
1793870 | York International Corp. UPG | HORIZONTAL DISCHARGE | TCHD36S43S3 | TCHD36S43S3 |  | Split System AC | 33.4 |  | 12.25 | [7 empty] | 2010-09-25 | 2012-08-29 | United States, Canada | ES_42777_4.23398e+006_07022012153054_7613333
1793874 | York International Corp. UPG | HORIZONTAL DISCHARGE | TCHD36S43S3 | TCHD36S43S3 |  | Split System AC | 34.8 |  | 13.05 | [7 empty] | 2010-09-25 | 2012-08-29 | United States, Canada | ES_42777_4.23388e+006_07022012153054_7614004
1793878 | York International Corp. UPG | HORIZONTAL DISCHARGE | TCHD36S43S3 | TCHD36S43S3 |  | Split System AC | 35.2 |  | 12.55 | [7 empty] | 2010-09-25 | 2012-08-29 | United States, Canada | ES_42777_4.23397e+006_07022012153054_7614675
1793896 | York International Corp. UPG | HORIZONTAL DISCHARGE | TCHD36S43S3 | TCHD36S43S3 |  | Split System AC | 34.6 |  | 12.85 | [7 empty] | 2010-09-25 | 2012-08-29 | United States, Canada | ES_42777_4.23387e+006_07022012153054_7617693
1793897 | York International Corp. UPG | HORIZONTAL DISCHARGE | TCHD36S43S3 | TCHD36S43S3 |  | Split System AC | 34.6 |  | 12.45 | [7 empty] | 2010-09-25 | 2012-08-29 | United States, Canada | ES_42777_4.23388e+006_07022012153054_7617861
1793907 | York International Corp. UPG | HORIZONTAL DISCHARGE | TCHD36S43S3 | TCHD36S43S3 |  | Split System AC | 34.6 |  | 12.7 | [7 empty] | 2010-03-05 | 2012-08-29 | United States, Canada | ES_42777_3.77783e+006_07022012153054_7619538
1793911 | York International Corp. UPG | HORIZONTAL DISCHARGE | TCHD36S43S3 | TCHD36S43S3 |  | Split System AC | 34.4 |  | 12.7 | [7 empty] | 2010-03-05 | 2012-08-29 | United States, Canada | ES_42777_3.77828e+006_07022012153054_7620209
1793921 | York International Corp. UPG | HORIZONTAL DISCHARGE | TCHD36S43S3 | TCHD36S43S3 |  | Split System AC | 33.4 |  | 12.35 | [7 empty] | 2010-09-25 | 2012-08-29 | United States, Canada | ES_42777_4.23397e+006_07022012153054_7621886
1793922 | York International Corp. UPG | HORIZONTAL DISCHARGE | TCHD36S43S3 | TCHD36S43S3 |  | Split System AC | 33.6 |  | 12.45 | [7 empty] | 2010-09-25 | 2012-08-29 | United States, Canada | ES_42777_4.23388e+006_07022012153054_7622053
1793959 | York International Corp. UPG | HORIZONTAL DISCHARGE | TCHD36S43S3 | TCHD36S43S3 |  | Split System AC | 34.8 |  | 13.05 | [7 empty] | 2010-03-05 | 2012-08-29 | United States, Canada | ES_42777_3.77805e+006_07022012153054_7628258
1793960 | York International Corp. UPG | HORIZONTAL DISCHARGE | TCHD36S43S3 | TCHD36S43S3 |  | Split System AC | 33.4 |  | 12.25 | [7 empty] | 2010-03-05 | 2012-08-29 | United States, Canada | ES_42777_3.77877e+006_07022012153054_7628426
1793966 | York International Corp. UPG | HORIZONTAL DISCHARGE | TCHD36S43S3 | TCHD36S43S3 |  | Split System AC | 34.2 |  | 12.1 | [7 empty] | 2010-03-05 | 2012-08-29 | United States, Canada | ES_42777_3.77828e+006_07022012153054_7629432
1793974 | York International Corp. UPG | HORIZONTAL DISCHARGE | TCHD36S43S3 | TCHD36S43S3 |  | Split System AC | 33.6 |  | 12.6 | [7 empty] | 2010-09-25 | 2012-08-29 | United States, Canada | ES_42777_4.23388e+006_07022012153054_7630774
1793981 | York International Corp. UPG | HORIZONTAL DISCHARGE | TCHD36S43S3 | TCHD36S43S3 |  | Split System AC | 34.2 |  | 12.25 | [7 empty] | 2010-09-25 | 2012-08-29 | United States, Canada | ES_42777_4.23397e+006_07022012153054_7631947
1793982 | York International Corp. UPG | HORIZONTAL DISCHARGE | TCHD36S43S3 | TCHD36S43S3 |  | Split System AC | 33.4 |  | 12.3 | [7 empty] | 2010-09-25 | 2012-08-29 | United States, Canada | ES_42777_4.23398e+006_07022012153054_7632115
1794015 | York International Corp. UPG | HORIZONTAL DISCHARGE | TCHD36S43S3 | TCHD36S43S3 |  | Split System AC | 34.2 |  | 12.1 | [7 empty] | 2010-03-05 | 2012-08-29 | United States, Canada | ES_42777_3.77892e+006_07022012153054_7637649
1794016 | York International Corp. UPG | HORIZONTAL DISCHARGE | TCHD36S43S3 | TCHD36S43S3 |  | Split System AC | 34.6 |  | 12.85 | [7 empty] | 2010-03-05 | 2012-08-29 | United States, Canada | ES_42777_3.77877e+006_07022012153054_7637817
1794017 | York International Corp. UPG | HORIZONTAL DISCHARGE | TCHD36S43S3 | TCHD36S43S3 |  | Split System AC | 34.8 |  | 12.85 | [7 empty] | 2010-03-05 | 2012-08-29 | United States, Canada | ES_42777_3.77892e+006_07022012153054_7637984
1794021 | York International Corp. UPG | HORIZONTAL DISCHARGE | TCHD36S43S3 | TCHD36S43S3 |  | Split System AC | 34.8 |  | 13.05 | [7 empty] | 2010-03-05 | 2012-08-29 | United States, Canada | ES_42777_3.7784e+006_07022012153054_7638655
1794022 | York International Corp. UPG | HORIZONTAL DISCHARGE | TCHD36S43S3 | TCHD36S43S3 |  | Split System AC | 33.6 |  | 12.45 | [7 empty] | 2010-03-05 | 2012-08-29 | United States, Canada | ES_42777_3.77837e+006_07022012153054_7638823
1794033 | York International Corp. UPG | HORIZONTAL DISCHARGE | TCHD36S43S3 | TCHD36S43S3 |  | Split System AC | 33.6 |  | 12.4 | [7 empty] | 2010-09-25 | 2012-08-29 | United States, Canada | ES_42777_4.23388e+006_07022012153054_7640668
1794036 | York International Corp. UPG | HORIZONTAL DISCHARGE | TCHD36S43S3 | TCHD36S43S3 |  | Split System AC | 35 |  | 12.8 | [7 empty] | 2010-09-25 | 2012-08-29 | United States, Canada | ES_42777_4.23397e+006_07022012153054_7641171
1794037 | York International Corp. UPG | HORIZONTAL DISCHARGE | TCHD36S43S3 | TCHD36S43S3 |  | Split System AC | 33.8 |  | 12 | [7 empty] | 2010-09-25 | 2012-08-29 | United States, Canada | ES_42777_4.23398e+006_07022012153054_7641338
1794056 | York International Corp. UPG | HORIZONTAL DISCHARGE | TCHD36S43S3 | TCHD36S43S3 |  | Split System AC | 33 |  | 12.15 | [7 empty] | 2010-03-05 | 2012-08-29 | United States, Canada | ES_42777_3.77917e+006_07022012153054_7644525
1794075 | York International Corp. UPG | HORIZONTAL DISCHARGE | TCHD36S43S3 | TCHD36S43S3 |  | Split System AC | 34.2 |  | 12.1 | [7 empty] | 2010-03-05 | 2012-08-29 | United States, Canada | ES_42777_3.77915e+006_07022012153054_7647711
1794076 | York International Corp. UPG | HORIZONTAL DISCHARGE | TCHD36S43S3 | TCHD36S43S3 |  | Split System AC | 34.4 |  | 12.6 | [7 empty] | 2010-03-05 | 2012-08-29 | United States, Canada | ES_42777_3.77915e+006_07022012153054_7647879
1794077 | York International Corp. UPG | HORIZONTAL DISCHARGE | TCHD36S43S3 | TCHD36S43S3 |  | Split System AC | 35 |  | 13 | [7 empty] | 2010-03-05 | 2012-08-29 | United States, Canada | ES_42777_3.77836e+006_07022012153054_7648046
1794078 | York International Corp. UPG | HORIZONTAL DISCHARGE | TCHD36S43S3 | TCHD36S43S3 |  | Split System AC | 35.2 |  | 13 | [7 empty] | 2010-03-05 | 2012-08-29 | United States, Canada | ES_42777_3.77915e+006_07022012153054_7648214
1794079 | York International Corp. UPG | HORIZONTAL DISCHARGE | TCHD36S43S3 | TCHD36S43S3 |  | Split System AC | 34.4 |  | 12.5 | [7 empty] | 2010-03-05 | 2012-08-29 | United States, Canada | ES_42777_3.77915e+006_07022012153054_7648382
1794080 | York International Corp. UPG | HORIZONTAL DISCHARGE | TCHD36S43S3 | TCHD36S43S3 |  | Split System AC | 34.8 |  | 13 | [7 empty] | 2010-03-05 | 2012-08-29 | United States, Canada | ES_42777_3.77837e+006_07022012153054_7648549
1794081 | York International Corp. UPG | HORIZONTAL DISCHARGE | TCHD36S43S3 | TCHD36S43S3 |  | Split System AC | 35 |  | 13.1 | [7 empty] | 2010-03-05 | 2012-08-29 | United States, Canada | ES_42777_3.77804e+006_07022012153054_7648717
1794082 | York International Corp. UPG | HORIZONTAL DISCHARGE | TCHD36S43S3 | TCHD36S43S3 |  | Split System AC | 34.6 |  | 13 | [7 empty] | 2010-03-05 | 2012-08-29 | United States, Canada | ES_42777_3.77839e+006_07022012153054_7648885
1794093 | York International Corp. UPG | HORIZONTAL DISCHARGE | TCHD36S43S3 | TCHD36S43S3 |  | Split System AC | 33 |  | 12.15 | [7 empty] | 2010-09-25 | 2012-08-29 | United States, Canada | ES_42777_4.23386e+006_07022012153054_7650729
1794094 | York International Corp. UPG | HORIZONTAL DISCHARGE | TCHD36S43S3 | TCHD36S43S3 |  | Split System AC | 34.2 |  | 12.1 | [7 empty] | 2010-09-25 | 2012-08-29 | United States, Canada | ES_42777_4.23386e+006_07022012153054_7650897
1794098 | York International Corp. UPG | HORIZONTAL DISCHARGE | TCHD36S43S3 | TCHD36S43S3 |  | Split System AC | 34.2 |  | 12.1 | [7 empty] | 2010-09-25 | 2012-08-29 | United States, Canada | ES_42777_4.23397e+006_07022012153054_7651568
1794099 | York International Corp. UPG | HORIZONTAL DISCHARGE | TCHD36S43S3 | TCHD36S43S3 |  | Split System AC | 34.8 |  | 12.85 | [7 empty] | 2010-09-25 | 2012-08-29 | United States, Canada | ES_42777_4.23398e+006_07022012153054_7651736
1794121 | York International Corp. UPG | HORIZONTAL DISCHARGE | TCHD36S43S3 | TCHD36S43S3 |  | Split System AC | 33.8 |  | 12.55 | [7 empty] | 2010-09-25 | 2012-08-29 | United States, Canada | ES_42777_4.23386e+006_07022012153054_7655425
1794122 | York International Corp. UPG | HORIZONTAL DISCHARGE | TCHD36S43S3 | TCHD36S43S3 |  | Split System AC | 35 |  | 13 | [7 empty] | 2010-09-25 | 2012-08-29 | United States, Canada | ES_42777_4.23387e+006_07022012153054_7655593
1794123 | York International Corp. UPG | HORIZONTAL DISCHARGE | TCHD36S43S3 | TCHD36S43S3 |  | Split System AC | 34.8 |  | 13 | [7 empty] | 2010-09-25 | 2012-08-29 | United States, Canada | ES_42777_4.23388e+006_07022012153054_7655760
1794130 | York International Corp. UPG | HORIZONTAL DISCHARGE | TCHD36S43S3 | TCHD36S43S3 |  | Split System AC | 34.4 |  | 12.35 | [7 empty] | 2010-09-25 | 2012-08-29 | United States, Canada | ES_42777_4.23398e+006_07022012153054_7656934
1794131 | York International Corp. UPG | HORIZONTAL DISCHARGE | TCHD36S43S3 | TCHD36S43S3 |  | Split System AC | 34.8 |  | 12.4 | [7 empty] | 2010-09-25 | 2012-08-29 | United States, Canada | ES_42777_4.23398e+006_07022012153054_7657102
1794138 | York International Corp. UPG | HORIZONTAL DISCHARGE | TCHD36S43S3 | TCHD36S43S3 |  | Split System AC | 34.6 |  | 12.45 | [7 empty] | 2010-03-05 | 2012-08-29 | United States, Canada | ES_42777_3.77877e+006_07022012153054_7658276
1794139 | York International Corp. UPG | HORIZONTAL DISCHARGE | TCHD36S43S3 | TCHD36S43S3 |  | Split System AC | 34.4 |  | 12.35 | [7 empty] | 2010-03-05 | 2012-08-29 | United States, Canada | ES_42777_3.77892e+006_07022012153054_7658443
1794140 | York International Corp. UPG | HORIZONTAL DISCHARGE | TCHD36S43S3 | TCHD36S43S3 |  | Split System AC | 35.2 |  | 13.2 | [7 empty] | 2010-03-05 | 2012-08-29 | United States, Canada | ES_42777_3.77804e+006_07022012153054_7658611
1794141 | York International Corp. UPG | HORIZONTAL DISCHARGE | TCHD36S43S3 | TCHD36S43S3 |  | Split System AC | 35 |  | 12.8 | [7 empty] | 2010-03-05 | 2012-08-29 | United States, Canada | ES_42777_3.77803e+006_07022012153054_7658779
1794142 | York International Corp. UPG | HORIZONTAL DISCHARGE | TCHD36S43S3 | TCHD36S43S3 |  | Split System AC | 33.6 |  | 12.6 | [7 empty] | 2010-03-05 | 2012-08-29 | United States, Canada | ES_42777_3.77915e+006_07022012153054_7658947
1794143 | York International Corp. UPG | HORIZONTAL DISCHARGE | TCHD36S43S3 | TCHD36S43S3 |  | Split System AC | 33.6 |  | 12.6 | [7 empty] | 2010-03-05 | 2012-08-29 | United States, Canada | ES_42777_3.77917e+006_07022012153054_7659114
1794167 | York International Corp. UPG | HORIZONTAL DISCHARGE | TCHD36S43S3 | TCHD36S43S3 |  | Split System AC | 34.4 |  | 12.7 | [7 empty] | 2010-09-25 | 2012-08-29 | United States, Canada | ES_42777_4.23387e+006_07022012153054_7663139
1794185 | York International Corp. UPG | HORIZONTAL DISCHARGE | TCHD36S43S3 | TCHD36S43S3 |  | Split System AC | 34.6 |  | 13 | [7 empty] | 2010-03-05 | 2012-08-29 | United States, Canada | ES_42777_3.77877e+006_07022012153054_7666158
1794186 | York International Corp. UPG | HORIZONTAL DISCHARGE | TCHD36S43S3 | TCHD36S43S3 |  | Split System AC | 33.6 |  | 12.45 | [7 empty] | 2010-03-05 | 2012-08-29 | United States, Canada | ES_42777_3.77877e+006_07022012153054_7666325
1794187 | York International Corp. UPG | HORIZONTAL DISCHARGE | TCHD36S43S3 | TCHD36S43S3 |  | Split System AC | 33.4 |  | 12.3 | [7 empty] | 2010-03-05 | 2012-08-29 | United States, Canada | ES_42777_3.77878e+006_07022012153054_7666493
1794188 | York International Corp. UPG | HORIZONTAL DISCHARGE | TCHD36S43S3 | TCHD36S43S3 |  | Split System AC | 35.2 |  | 12.55 | [7 empty] | 2010-03-05 | 2012-08-29 | United States, Canada | ES_42777_3.77915e+006_07022012153054_7666661
1794190 | York International Corp. UPG | HORIZONTAL DISCHARGE | TCHD36S43S3 | TCHD36S43S3 |  | Split System AC | 34.6 |  | 12.85 | [7 empty] | 2010-03-05 | 2012-08-29 | United States, Canada | ES_42777_3.77784e+006_07022012153054_7666996
1794210 | York International Corp. UPG | HORIZONTAL DISCHARGE | TCHD36S43S3 | TCHD36S43S3 |  | Split System AC | 34.6 |  | 12.7 | [7 empty] | 2010-09-25 | 2012-08-29 | United States, Canada | ES_42777_4.23398e+006_07022012153054_7670350
1794251 | York International Corp. UPG | HORIZONTAL DISCHARGE | TCHD36S43S3 | TCHD36S43S3 |  | Split System AC | 33 |  | 12.15 | [7 empty] | 2010-03-05 | 2012-08-29 | United States, Canada | ES_42777_3.77782e+006_07022012153054_7677226
1794252 | York International Corp. UPG | HORIZONTAL DISCHARGE | TCHD36S43S3 | TCHD36S43S3 |  | Split System AC | 34.2 |  | 12.25 | [7 empty] | 2010-03-05 | 2012-08-29 | United States, Canada | ES_42777_3.77804e+006_07022012153054_7677393
1794253 | York International Corp. UPG | HORIZONTAL DISCHARGE | TCHD36S43S3 | TCHD36S43S3 |  | Split System AC | 33.8 |  | 12 | [7 empty] | 2010-03-05 | 2012-08-29 | United States, Canada | ES_42777_3.77892e+006_07022012153054_7677561
1794257 | York International Corp. UPG | HORIZONTAL DISCHARGE | TCHD36S43S3 | TCHD36S43S3 |  | Split System AC | 35.2 |  | 13.2 | [7 empty] | 2010-03-05 | 2012-08-29 | United States, Canada | ES_42777_3.77828e+006_07022012153054_7678232
1794258 | York International Corp. UPG | HORIZONTAL DISCHARGE | TCHD36S43S3 | TCHD36S43S3 |  | Split System AC | 34.8 |  | 13 | [7 empty] | 2010-03-05 | 2012-08-29 | United States, Canada | ES_42777_3.77784e+006_07022012153054_7678399
1794268 | York International Corp. UPG | HORIZONTAL DISCHARGE | TCHD36S43S3 | TCHD36S43S3 |  | Split System AC | 33.6 |  | 12.3 | [7 empty] | 2010-09-25 | 2012-08-29 | United States, Canada | ES_42777_4.23386e+006_07022012153054_7680076
1794269 | York International Corp. UPG | HORIZONTAL DISCHARGE | TCHD36S43S3 | TCHD36S43S3 |  | Split System AC | 35.2 |  | 13.2 | [7 empty] | 2010-09-25 | 2012-08-29 | United States, Canada | ES_42777_4.23387e+006_07022012153054_7680244
1794270 | York International Corp. UPG | HORIZONTAL DISCHARGE | TCHD36S43S3 | TCHD36S43S3 |  | Split System AC | 33.4 |  | 12.3 | [7 empty] | 2010-09-25 | 2012-08-29 | United States, Canada | ES_42777_4.23387e+006_07022012153054_7680412
1794274 | York International Corp. UPG | HORIZONTAL DISCHARGE | TCHD36S43S3 | TCHD36S43S3 |  | Split System AC | 33.6 |  | 12.15 | [7 empty] | 2010-09-25 | 2012-08-29 | United States, Canada | ES_42777_4.23396e+006_07022012153054_7681083
1794275 | York International Corp. UPG | HORIZONTAL DISCHARGE | TCHD36S43S3 | TCHD36S43S3 |  | Split System AC | 34.4 |  | 12.6 | [7 empty] | 2010-09-25 | 2012-08-29 | United States, Canada | ES_42777_4.23397e+006_07022012153054_7681250
1794276 | York International Corp. UPG | HORIZONTAL DISCHARGE | TCHD36S43S3 | TCHD36S43S3 |  | Split System AC | 35.2 |  | 13 | [7 empty] | 2010-09-25 | 2012-08-29 | United States, Canada | ES_42777_4.23397e+006_07022012153054_7681418
1794277 | York International Corp. UPG | HORIZONTAL DISCHARGE | TCHD36S43S3 | TCHD36S43S3 |  | Split System AC | 34.2 |  | 12.25 | [7 empty] | 2010-09-25 | 2012-08-29 | United States, Canada | ES_42777_4.23458e+006_07022012153054_7681586
1794278 | York International Corp. UPG | HORIZONTAL DISCHARGE | TCHD36S43S3 | TCHD36S43S3 |  | Split System AC | 34.8 |  | 12.4 | [7 empty] | 2010-09-25 | 2012-08-29 | United States, Canada | ES_42777_4.23459e+006_07022012153054_7681753
1794283 | York International Corp. UPG | HORIZONTAL DISCHARGE | TCHD36S43S3 | TCHD36S43S3 |  | Split System AC | 34.6 |  | 12.85 | [7 empty] | 2010-09-25 | 2012-08-29 | United States, Canada | ES_42777_4.23448e+006_07022012153054_7682592
1794284 | York International Corp. UPG | HORIZONTAL DISCHARGE | TCHD36S43S3 | TCHD36S43S3 |  | Split System AC | 33.6 |  | 12.45 | [7 empty] | 2010-09-25 | 2012-08-29 | United States, Canada | ES_42777_4.23449e+006_07022012153054_7682759
1794287 | York International Corp. UPG | HORIZONTAL DISCHARGE | TCHD36S43S3 | TCHD36S43S3 |  | Split System AC | 34.8 |  | 13 | [7 empty] | 2010-03-08 | 2012-08-29 | United States, Canada | ES_42777_3.782e+006_07022012153054_7683263
1794290 | York International Corp. UPG | HORIZONTAL DISCHARGE | TCHD36S43S3 | TCHD36S43S3 |  | Split System AC | 34.6 |  | 12.85 | [7 empty] | 2010-03-08 | 2012-08-29 | United States, Canada | ES_42777_3.78207e+006_07022012153054_7683766
1794291 | York International Corp. UPG | HORIZONTAL DISCHARGE | TCHD36S43S3 | TCHD36S43S3 |  | Split System AC | 35 |  | 13.1 | [7 empty] | 2010-03-08 | 2012-08-29 | United States, Canada | ES_42777_3.7829e+006_07022012153054_7683933
1794347 | York International Corp. UPG | HORIZONTAL DISCHARGE | TCHD36S43S3 | TCHD36S43S3 |  | Split System AC | 33.6 |  | 12.6 | [7 empty] | 2010-03-08 | 2012-08-29 | United States, Canada | ES_42777_3.78213e+006_07022012153054_7693324
1794349 | York International Corp. UPG | HORIZONTAL DISCHARGE | TCHD36S43S3 | TCHD36S43S3 |  | Split System AC | 34.4 |  | 12.7 | [7 empty] | 2010-09-25 | 2012-08-29 | United States, Canada | ES_42777_4.23448e+006_07022012153054_7693660
1794383 | York International Corp. UPG | HORIZONTAL DISCHARGE | TCHD36S43S3 | TCHD36S43S3 |  | Split System AC | 35.2 |  | 13 | [7 empty] | 2010-09-25 | 2012-08-29 | United States, Canada | ES_42777_4.23459e+006_07022012153054_7699361
1794389 | York International Corp. UPG | HORIZONTAL DISCHARGE | TCHD36S43S3 | TCHD36S43S3 |  | Split System AC | 33.6 |  | 12.3 | [7 empty] | 2010-09-25 | 2012-08-29 | United States, Canada | ES_42777_4.23448e+006_07022012153054_7700368
1794414 | York International Corp. UPG | HORIZONTAL DISCHARGE | TCHD36S43S3 | TCHD36S43S3 |  | Split System AC | 33.4 |  | 12.35 | [7 empty] | 2010-09-25 | 2012-08-29 | United States, Canada | ES_42777_4.23459e+006_07022012153054_7704560
1794420 | York International Corp. UPG | HORIZONTAL DISCHARGE | TCHD36S43S3 | TCHD36S43S3 |  | Split System AC | 34.6 |  | 12.45 | [7 empty] | 2010-09-25 | 2012-08-29 | United States, Canada | ES_42777_4.23449e+006_07022012153054_7705566
1794421 | York International Corp. UPG | HORIZONTAL DISCHARGE | TCHD36S43S3 | TCHD36S43S3 |  | Split System AC | 34.8 |  | 13 | [7 empty] | 2010-09-25 | 2012-08-29 | United States, Canada | ES_42777_4.23449e+006_07022012153054_7705734
1794427 | York International Corp. UPG | HORIZONTAL DISCHARGE | TCHD36S43S3 | TCHD36S43S3 |  | Split System AC | 34.6 |  | 13 | [7 empty] | 2010-03-08 | 2012-08-29 | United States, Canada | ES_42777_3.78305e+006_07022012153054_7706740
1794444 | York International Corp. UPG | HORIZONTAL DISCHARGE | TCHD36S43S3 | TCHD36S43S3 |  | Split System AC | 35.2 |  | 13.2 | [7 empty] | 2010-03-08 | 2012-08-29 | United States, Canada | ES_42777_3.78209e+006_07022012153054_7709591
1794455 | York International Corp. UPG | HORIZONTAL DISCHARGE | TCHD36S43S3 | TCHD36S43S3 |  | Split System AC | 34.8 |  | 12.85 | [7 empty] | 2010-09-25 | 2012-08-29 | United States, Canada | ES_42777_4.23459e+006_07022012153054_7711436
1794456 | York International Corp. UPG | HORIZONTAL DISCHARGE | TCHD36S43S3 | TCHD36S43S3 |  | Split System AC | 33.4 |  | 12.25 | [7 empty] | 2010-09-25 | 2012-08-29 | United States, Canada | ES_42777_4.23459e+006_07022012153054_7711603
1794457 | York International Corp. UPG | HORIZONTAL DISCHARGE | TCHD36S43S3 | TCHD36S43S3 |  | Split System AC | 35 |  | 12.8 | [7 empty] | 2010-09-25 | 2012-08-29 | United States, Canada | ES_42777_4.23458e+006_07022012153054_7711771
1794458 | York International Corp. UPG | HORIZONTAL DISCHARGE | TCHD36S43S3 | TCHD36S43S3 |  | Split System AC | 35.2 |  | 12.55 | [7 empty] | 2010-09-25 | 2012-08-29 | United States, Canada | ES_42777_4.23458e+006_07022012153054_7711939
1794460 | York International Corp. UPG | HORIZONTAL DISCHARGE | TCHD36S43S3 | TCHD36S43S3 |  | Split System AC | 34.8 |  | 13.05 | [7 empty] | 2010-09-25 | 2012-08-29 | United States, Canada | ES_42777_4.23449e+006_07022012153054_7712274
1794461 | York International Corp. UPG | HORIZONTAL DISCHARGE | TCHD36S43S3 | TCHD36S43S3 |  | Split System AC | 33 |  | 12.15 | [7 empty] | 2010-09-25 | 2012-08-29 | United States, Canada | ES_42777_4.23448e+006_07022012153054_7712442
1794471 | York International Corp. UPG | HORIZONTAL DISCHARGE | TCHD36S43S3 | TCHD36S43S3 |  | Split System AC | 34.8 |  | 13.05 | [7 empty] | 2010-03-08 | 2012-08-29 | United States, Canada | ES_42777_3.7821e+006_07022012153054_7714119
1794472 | York International Corp. UPG | HORIZONTAL DISCHARGE | TCHD36S43S3 | TCHD36S43S3 |  | Split System AC | 35 |  | 13 | [7 empty] | 2010-03-08 | 2012-08-29 | United States, Canada | ES_42777_3.782e+006_07022012153054_7714286
1794473 | York International Corp. UPG | HORIZONTAL DISCHARGE | TCHD36S43S3 | TCHD36S43S3 |  | Split System AC | 34.6 |  | 12.45 | [7 empty] | 2010-03-08 | 2012-08-29 | United States, Canada | ES_42777_3.78195e+006_07022012153054_7714454
1794478 | York International Corp. UPG | HORIZONTAL DISCHARGE | TCHD36S43S3 | TCHD36S43S3 |  | Split System AC | 34.4 |  | 12.5 | [7 empty] | 2010-03-08 | 2012-08-29 | United States, Canada | ES_42777_3.78312e+006_07022012153054_7715293
1794508 | York International Corp. UPG | HORIZONTAL DISCHARGE | TCHD36S43S3 | TCHD36S43S3 |  | Split System AC | 34.6 |  | 12.7 | [7 empty] | 2010-09-25 | 2012-08-29 | United States, Canada | ES_42777_4.23459e+006_07022012153054_7720324
1794509 | York International Corp. UPG | HORIZONTAL DISCHARGE | TCHD36S43S3 | TCHD36S43S3 |  | Split System AC | 33.4 |  | 12.3 | [7 empty] | 2010-09-25 | 2012-08-29 | United States, Canada | ES_42777_4.2346e+006_07022012153054_7720491
1794510 | York International Corp. UPG | HORIZONTAL DISCHARGE | TCHD36S43S3 | TCHD36S43S3 |  | Split System AC | 34.4 |  | 12.35 | [7 empty] | 2010-09-25 | 2012-08-29 | United States, Canada | ES_42777_4.23459e+006_07022012153054_7720659
1794516 | York International Corp. UPG | HORIZONTAL DISCHARGE | TCHD36S43S3 | TCHD36S43S3 |  | Split System AC | 35 |  | 13 | [7 empty] | 2010-09-25 | 2012-08-29 | United States, Canada | ES_42777_4.23448e+006_07022012153054_7721665
1794521 | York International Corp. UPG | HORIZONTAL DISCHARGE | TCHD36S43S3 | TCHD36S43S3 |  | Split System AC | 33.6 |  | 12.4 | [7 empty] | 2010-09-25 | 2012-08-29 | United States, Canada | ES_42777_4.23449e+006_07022012153054_7722504
1794523 | York International Corp. UPG | HORIZONTAL DISCHARGE | TCHD36S43S3 | TCHD36S43S3 |  | Split System AC | 33.6 |  | 12.6 | [7 empty] | 2010-09-25 | 2012-08-29 | United States, Canada | ES_42777_4.23449e+006_07022012153054_7722839
1794528 | York International Corp. UPG | HORIZONTAL DISCHARGE | TCHD36S43S3 | TCHD36S43S3 |  | Split System AC | 33.8 |  | 12.55 | [7 empty] | 2010-09-25 | 2012-08-29 | United States, Canada | ES_42777_4.23448e+006_07022012153054_7723677
1794534 | York International Corp. UPG | HORIZONTAL DISCHARGE | TCHD36S43S3 | TCHD36S43S3 |  | Split System AC | 34.6 |  | 13 | [7 empty] | 2010-03-08 | 2012-08-29 | United States, Canada | ES_42777_3.78298e+006_07022012153054_7724684
1794564 | York International Corp. UPG | HORIZONTAL DISCHARGE | TCHD36S43S3 | TCHD36S43S3 |  | Split System AC | 34.2 |  | 12.1 | [7 empty] | 2010-09-25 | 2012-08-29 | United States, Canada | ES_42777_4.23458e+006_07022012153054_7729715
1794569 | York International Corp. UPG | HORIZONTAL DISCHARGE | TCHD36S43S3 | TCHD36S43S3 |  | Split System AC | 33.6 |  | 12.45 | [7 empty] | 2010-03-08 | 2012-08-29 | United States, Canada | ES_42777_3.78203e+006_07022012153054_7730553
1794575 | York International Corp. UPG | HORIZONTAL DISCHARGE | TCHD36S43S3 | TCHD36S43S3 |  | Split System AC | 33.4 |  | 12.3 | [7 empty] | 2010-09-25 | 2012-08-29 | United States, Canada | ES_42777_4.23449e+006_07022012153054_7731559
1794576 | York International Corp. UPG | HORIZONTAL DISCHARGE | TCHD36S43S3 | TCHD36S43S3 |  | Split System AC | 35.2 |  | 13.2 | [7 empty] | 2010-09-25 | 2012-08-29 | United States, Canada | ES_42777_4.23448e+006_07022012153054_7731727
1794580 | York International Corp. UPG | HORIZONTAL DISCHARGE | TCHD36S43S3 | TCHD36S43S3 |  | Split System AC | 34.2 |  | 12.1 | [7 empty] | 2010-09-25 | 2012-08-29 | United States, Canada | ES_42777_4.23448e+006_07022012153054_7732398
1794586 | York International Corp. UPG | HORIZONTAL DISCHARGE | TCHD36S43S3 | TCHD36S43S3 |  | Split System AC | 34.2 |  | 12.1 | [7 empty] | 2010-03-08 | 2012-08-29 | United States, Canada | ES_42777_3.78195e+006_07022012153054_7733404
1794600 | York International Corp. UPG | HORIZONTAL DISCHARGE | TCHD36S43S3 | TCHD36S43S3 |  | Split System AC | 33.6 |  | 12.15 | [7 empty] | 2010-09-25 | 2012-08-29 | United States, Canada | ES_42777_4.23458e+006_07022012153054_7735752
1794601 | York International Corp. UPG | HORIZONTAL DISCHARGE | TCHD36S43S3 | TCHD36S43S3 |  | Split System AC | 34.4 |  | 12.6 | [7 empty] | 2010-09-25 | 2012-08-29 | United States, Canada | ES_42777_4.23458e+006_07022012153054_7735919
1794606 | York International Corp. UPG | HORIZONTAL DISCHARGE | TCHD36S43S3 | TCHD36S43S3 |  | Split System AC | 33.8 |  | 12 | [7 empty] | 2010-09-25 | 2012-08-29 | United States, Canada | ES_42777_4.23459e+006_07022012153054_7736758
1794609 | York International Corp. UPG | HORIZONTAL DISCHARGE | TCHD36S43S3 | TCHD36S43S3 |  | Split System AC | 33 |  | 12.15 | [7 empty] | 2010-03-08 | 2012-08-29 | United States, Canada | ES_42777_3.78192e+006_07022012153054_7737261
1794610 | York International Corp. UPG | HORIZONTAL DISCHARGE | TCHD36S43S3 | TCHD36S43S3 |  | Split System AC | 34.4 |  | 12.7 | [7 empty] | 2010-03-08 | 2012-08-29 | United States, Canada | ES_42777_3.78203e+006_07022012153054_7737429
1794667 | York International Corp. UPG | HORIZONTAL DISCHARGE | TCHD36S43S3 | TCHD36S43S3 |  | Split System AC | 34.6 |  | 12.85 | [7 empty] | 2010-03-05 | 2012-08-29 | United States, Canada | ES_42777_3.78051e+006_07022012153054_7746987
1794673 | York International Corp. UPG | HORIZONTAL DISCHARGE | TCHD36S43S3 | TCHD36S43S3 |  | Split System AC | 34.4 |  | 12.35 | [7 empty] | 2010-03-05 | 2012-08-29 | United States, Canada | ES_42777_3.78066e+006_07022012153054_7747994
1794676 | York International Corp. UPG | HORIZONTAL DISCHARGE | TCHD36S43S3 | TCHD36S43S3 |  | Split System AC | 35 |  | 13 | [7 empty] | 2010-03-05 | 2012-08-29 | United States, Canada | ES_42777_3.77958e+006_07022012153054_7748497
1794677 | York International Corp. UPG | HORIZONTAL DISCHARGE | TCHD36S43S3 | TCHD36S43S3 |  | Split System AC | 34.6 |  | 12.45 | [7 empty] | 2010-03-05 | 2012-08-29 | United States, Canada | ES_42777_3.78014e+006_07022012153054_7748664
1794678 | York International Corp. UPG | HORIZONTAL DISCHARGE | TCHD36S43S3 | TCHD36S43S3 |  | Split System AC | 33.6 |  | 12.45 | [7 empty] | 2010-03-05 | 2012-08-29 | United States, Canada | ES_42777_3.78011e+006_07022012153054_7748832
1794679 | York International Corp. UPG | HORIZONTAL DISCHARGE | TCHD36S43S3 | TCHD36S43S3 |  | Split System AC | 33.4 |  | 12.3 | [7 empty] | 2010-09-25 | 2012-08-29 | United States, Canada | ES_42777_4.23429e+006_07022012153054_7749000
1794681 | York International Corp. UPG | HORIZONTAL DISCHARGE | TCHD36S43S3 | TCHD36S43S3 |  | Split System AC | 34.8 |  | 12.85 | [7 empty] | 2010-09-25 | 2012-08-29 | United States, Canada | ES_42777_4.23429e+006_07022012153054_7749335
1794682 | York International Corp. UPG | HORIZONTAL DISCHARGE | TCHD36S43S3 | TCHD36S43S3 |  | Split System AC | 33.8 |  | 12 | [7 empty] | 2010-09-25 | 2012-08-29 | United States, Canada | ES_42777_4.23429e+006_07022012153054_7749503
1794686 | York International Corp. UPG | HORIZONTAL DISCHARGE | TCHD36S43S3 | TCHD36S43S3 |  | Split System AC | 33.6 |  | 12.3 | [7 empty] | 2010-09-25 | 2012-08-29 | United States, Canada | ES_42777_4.23417e+006_07022012153054_7750174
1794687 | York International Corp. UPG | HORIZONTAL DISCHARGE | TCHD36S43S3 | TCHD36S43S3 |  | Split System AC | 34.6 |  | 12.85 | [7 empty] | 2010-09-25 | 2012-08-29 | United States, Canada | ES_42777_4.23417e+006_07022012153054_7750341
1794688 | York International Corp. UPG | HORIZONTAL DISCHARGE | TCHD36S43S3 | TCHD36S43S3 |  | Split System AC | 33.6 |  | 12.4 | [7 empty] | 2010-09-25 | 2012-08-29 | United States, Canada | ES_42777_4.23418e+006_07022012153054_7750509
1794693 | York International Corp. UPG | HORIZONTAL DISCHARGE | TCHD36S43S3 | TCHD36S43S3 |  | Split System AC | 34.8 |  | 12.4 | [7 empty] | 2010-09-25 | 2012-08-29 | United States, Canada | ES_42777_4.23428e+006_07022012153054_7751347
1794694 | York International Corp. UPG | HORIZONTAL DISCHARGE | TCHD36S43S3 | TCHD36S43S3 |  | Split System AC | 34.4 |  | 12.6 | [7 empty] | 2010-09-25 | 2012-08-29 | United States, Canada | ES_42777_4.23428e+006_07022012153054_7751515
1794695 | York International Corp. UPG | HORIZONTAL DISCHARGE | TCHD36S43S3 | TCHD36S43S3 |  | Split System AC | 35 |  | 12.8 | [7 empty] | 2010-09-25 | 2012-08-29 | United States, Canada | ES_42777_4.23428e+006_07022012153054_7751683
1794719 | York International Corp. UPG | HORIZONTAL DISCHARGE | TCHD36S43S3 | TCHD36S43S3 |  | Split System AC | 34.4 |  | 12.7 | [7 empty] | 2010-09-25 | 2012-08-29 | United States, Canada | ES_42777_4.23417e+006_07022012153054_7755708
1794723 | York International Corp. UPG | HORIZONTAL DISCHARGE | TCHD36S43S3 | TCHD36S43S3 |  | Split System AC | 33.4 |  | 12.3 | [7 empty] | 2010-09-25 | 2012-08-29 | United States, Canada | ES_42777_4.23418e+006_07022012153054_7756378
1794724 | York International Corp. UPG | HORIZONTAL DISCHARGE | TCHD36S43S3 | TCHD36S43S3 |  | Split System AC | 34.8 |  | 13 | [7 empty] | 2010-09-25 | 2012-08-29 | United States, Canada | ES_42777_4.23418e+006_07022012153054_7756546
1794738 | York International Corp. UPG | HORIZONTAL DISCHARGE | TCHD36S43S3 | TCHD36S43S3 |  | Split System AC | 34.2 |  | 12.25 | [7 empty] | 2010-03-05 | 2012-08-29 | United States, Canada | ES_42777_3.77978e+006_07022012153054_7758894
1794739 | York International Corp. UPG | HORIZONTAL DISCHARGE | TCHD36S43S3 | TCHD36S43S3 |  | Split System AC | 35 |  | 13.1 | [7 empty] | 2010-03-05 | 2012-08-29 | United States, Canada | ES_42777_3.77978e+006_07022012153054_7759061
1794740 | York International Corp. UPG | HORIZONTAL DISCHARGE | TCHD36S43S3 | TCHD36S43S3 |  | Split System AC | 34.6 |  | 13 | [7 empty] | 2010-03-05 | 2012-08-29 | United States, Canada | ES_42777_3.78013e+006_07022012153054_7759229
1794741 | York International Corp. UPG | HORIZONTAL DISCHARGE | TCHD36S43S3 | TCHD36S43S3 |  | Split System AC | 33 |  | 12.15 | [7 empty] | 2010-03-05 | 2012-08-29 | United States, Canada | ES_42777_3.7809e+006_07022012153054_7759397
1794756 | York International Corp. UPG | HORIZONTAL DISCHARGE | TCHD36S43S3 | TCHD36S43S3 |  | Split System AC | 33.4 |  | 12.25 | [7 empty] | 2010-09-25 | 2012-08-29 | United States, Canada | ES_42777_4.23429e+006_07022012153054_7761912
1794759 | York International Corp. UPG | HORIZONTAL DISCHARGE | TCHD36S43S3 | TCHD36S43S3 |  | Split System AC | 33.4 |  | 12.35 | [7 empty] | 2010-09-25 | 2012-08-29 | United States, Canada | ES_42777_4.23428e+006_07022012153054_7762415
1794788 | York International Corp. UPG | HORIZONTAL DISCHARGE | TCHD36S43S3 | TCHD36S43S3 |  | Split System AC | 34.6 |  | 12.45 | [7 empty] | 2010-03-05 | 2012-08-29 | United States, Canada | ES_42777_3.78051e+006_07022012153054_7767279
1794790 | York International Corp. UPG | HORIZONTAL DISCHARGE | TCHD36S43S3 | TCHD36S43S3 |  | Split System AC | 35.2 |  | 13 | [7 empty] | 2010-03-05 | 2012-08-29 | United States, Canada | ES_42777_3.78089e+006_07022012153054_7767614
1794791 | York International Corp. UPG | HORIZONTAL DISCHARGE | TCHD36S43S3 | TCHD36S43S3 |  | Split System AC | 34.8 |  | 12.85 | [7 empty] | 2010-03-05 | 2012-08-29 | United States, Canada | ES_42777_3.78066e+006_07022012153054_7767782
1794795 | York International Corp. UPG | HORIZONTAL DISCHARGE | TCHD36S43S3 | TCHD36S43S3 |  | Split System AC | 33.4 |  | 12.25 | [7 empty] | 2010-03-05 | 2012-08-29 | United States, Canada | ES_42777_3.78051e+006_07022012153054_7768453
1794802 | York International Corp. UPG | HORIZONTAL DISCHARGE | TCHD36S43S3 | TCHD36S43S3 |  | Split System AC | 33.8 |  | 12.55 | [7 empty] | 2010-09-25 | 2012-08-29 | United States, Canada | ES_42777_4.23417e+006_07022012153054_7769626
1794803 | York International Corp. UPG | HORIZONTAL DISCHARGE | TCHD36S43S3 | TCHD36S43S3 |  | Split System AC | 35 |  | 13 | [7 empty] | 2010-09-25 | 2012-08-29 | United States, Canada | ES_42777_4.23417e+006_07022012153054_7769794
1794849 | York International Corp. UPG | HORIZONTAL DISCHARGE | TCHD36S43S3 | TCHD36S43S3 |  | Split System AC | 34.4 |  | 12.7 | [7 empty] | 2010-03-05 | 2012-08-29 | United States, Canada | ES_42777_3.78051e+006_07022012153054_7777508
1794850 | York International Corp. UPG | HORIZONTAL DISCHARGE | TCHD36S43S3 | TCHD36S43S3 |  | Split System AC | 33.6 |  | 12.6 | [7 empty] | 2010-03-05 | 2012-08-29 | United States, Canada | ES_42777_3.78089e+006_07022012153054_7777676
1794851 | York International Corp. UPG | HORIZONTAL DISCHARGE | TCHD36S43S3 | TCHD36S43S3 |  | Split System AC | 33.8 |  | 12 | [7 empty] | 2010-03-05 | 2012-08-29 | United States, Canada | ES_42777_3.78066e+006_07022012153054_7777844
1794853 | York International Corp. UPG | HORIZONTAL DISCHARGE | TCHD36S43S3 | TCHD36S43S3 |  | Split System AC | 33.4 |  | 12.3 | [7 empty] | 2010-03-05 | 2012-08-29 | United States, Canada | ES_42777_3.78051e+006_07022012153054_7778179
1794855 | York International Corp. UPG | HORIZONTAL DISCHARGE | TCHD36S43S3 | TCHD36S43S3 |  | Split System AC | 34.2 |  | 12.1 | [7 empty] | 2010-03-05 | 2012-08-29 | United States, Canada | ES_42777_3.78002e+006_07022012153054_7778514
1794856 | York International Corp. UPG | HORIZONTAL DISCHARGE | TCHD36S43S3 | TCHD36S43S3 |  | Split System AC | 34.8 |  | 13.05 | [7 empty] | 2010-03-05 | 2012-08-29 | United States, Canada | ES_42777_3.78014e+006_07022012153054_7778682
1794858 | York International Corp. UPG | HORIZONTAL DISCHARGE | TCHD36S43S3 | TCHD36S43S3 |  | Split System AC | 35.2 |  | 12.55 | [7 empty] | 2010-09-25 | 2012-08-29 | United States, Canada | ES_42777_4.23428e+006_07022012153054_7779017
1794862 | York International Corp. UPG | HORIZONTAL DISCHARGE | TCHD36S43S3 | TCHD36S43S3 |  | Split System AC | 33 |  | 12.15 | [7 empty] | 2010-09-25 | 2012-08-29 | United States, Canada | ES_42777_4.23417e+006_07022012153054_7779688
1794868 | York International Corp. UPG | HORIZONTAL DISCHARGE | TCHD36S43S3 | TCHD36S43S3 |  | Split System AC | 34.6 |  | 12.7 | [7 empty] | 2010-09-25 | 2012-08-29 | United States, Canada | ES_42777_4.23428e+006_07022012153054_7780694
1794888 | York International Corp. UPG | HORIZONTAL DISCHARGE | TCHD36S43S3 | TCHD36S43S3 |  | Split System AC | 34.8 |  | 13 | [7 empty] | 2010-03-05 | 2012-08-29 | United States, Canada | ES_42777_3.77958e+006_07022012153054_7784048
1794890 | York International Corp. UPG | HORIZONTAL DISCHARGE | TCHD36S43S3 | TCHD36S43S3 |  | Split System AC | 34.4 |  | 12.7 | [7 empty] | 2010-03-05 | 2012-08-29 | United States, Canada | ES_42777_3.78002e+006_07022012153054_7784384
1794911 | York International Corp. UPG | HORIZONTAL DISCHARGE | TCHD36S43S3 | TCHD36S43S3 |  | Split System AC | 35 |  | 12.8 | [7 empty] | 2010-03-05 | 2012-08-29 | United States, Canada | ES_42777_3.77977e+006_07022012153054_7787905
1794913 | York International Corp. UPG | HORIZONTAL DISCHARGE | TCHD36S43S3 | TCHD36S43S3 |  | Split System AC | 34.8 |  | 13 | [7 empty] | 2010-03-05 | 2012-08-29 | United States, Canada | ES_42777_3.7801e+006_07022012153054_7788241
1794914 | York International Corp. UPG | HORIZONTAL DISCHARGE | TCHD36S43S3 | TCHD36S43S3 |  | Split System AC | 34.8 |  | 13.05 | [7 empty] | 2010-03-05 | 2012-08-29 | United States, Canada | ES_42777_3.77979e+006_07022012153054_7788408
1794921 | York International Corp. UPG | HORIZONTAL DISCHARGE | TCHD36S43S3 | TCHD36S43S3 |  | Split System AC | 34.2 |  | 12.1 | [7 empty] | 2010-09-25 | 2012-08-29 | United States, Canada | ES_42777_4.23417e+006_07022012153054_7789582
1794922 | York International Corp. UPG | HORIZONTAL DISCHARGE | TCHD36S43S3 | TCHD36S43S3 |  | Split System AC | 35.2 |  | 13.2 | [7 empty] | 2010-09-25 | 2012-08-29 | United States, Canada | ES_42777_4.23418e+006_07022012153054_7789750
1794944 | York International Corp. UPG | HORIZONTAL DISCHARGE | TCHD36S43S3 | TCHD36S43S3 |  | Split System AC | 34.2 |  | 12.1 | [7 empty] | 2010-03-05 | 2012-08-29 | United States, Canada | ES_42777_3.78066e+006_07022012153054_7793439
1794945 | York International Corp. UPG | HORIZONTAL DISCHARGE | TCHD36S43S3 | TCHD36S43S3 |  | Split System AC | 34.4 |  | 12.6 | [7 empty] | 2010-03-05 | 2012-08-29 | United States, Canada | ES_42777_3.78089e+006_07022012153054_7793607
1794946 | York International Corp. UPG | HORIZONTAL DISCHARGE | TCHD36S43S3 | TCHD36S43S3 |  | Split System AC | 35 |  | 13 | [7 empty] | 2010-03-05 | 2012-08-29 | United States, Canada | ES_42777_3.7801e+006_07022012153054_7793775
1794951 | York International Corp. UPG | HORIZONTAL DISCHARGE | TCHD36S43S3 | TCHD36S43S3 |  | Split System AC | 33.6 |  | 12.45 | [7 empty] | 2010-09-25 | 2012-08-29 | United States, Canada | ES_42777_4.23419e+006_07022012153054_7794613
1794954 | York International Corp. UPG | HORIZONTAL DISCHARGE | TCHD36S43S3 | TCHD36S43S3 |  | Split System AC | 34.2 |  | 12.25 | [7 empty] | 2010-09-25 | 2012-08-29 | United States, Canada | ES_42777_4.23427e+006_07022012153054_7795116
1794955 | York International Corp. UPG | HORIZONTAL DISCHARGE | TCHD36S43S3 | TCHD36S43S3 |  | Split System AC | 34.2 |  | 12.1 | [7 empty] | 2010-09-25 | 2012-08-29 | United States, Canada | ES_42777_4.23427e+006_07022012153054_7795284
1794965 | York International Corp. UPG | HORIZONTAL DISCHARGE | TCHD36S43S3 | TCHD36S43S3 |  | Split System AC | 35.2 |  | 12.55 | [7 empty] | 2010-03-05 | 2012-08-29 | United States, Canada | ES_42777_3.78089e+006_07022012153054_7796961
1794966 | York International Corp. UPG | HORIZONTAL DISCHARGE | TCHD36S43S3 | TCHD36S43S3 |  | Split System AC | 34.8 |  | 12.4 | [7 empty] | 2010-03-05 | 2012-08-29 | United States, Canada | ES_42777_3.77979e+006_07022012153054_7797129
1794967 | York International Corp. UPG | HORIZONTAL DISCHARGE | TCHD36S43S3 | TCHD36S43S3 |  | Split System AC | 33.6 |  | 12.45 | [7 empty] | 2010-03-05 | 2012-08-29 | United States, Canada | ES_42777_3.78051e+006_07022012153054_7797296
1794968 | York International Corp. UPG | HORIZONTAL DISCHARGE | TCHD36S43S3 | TCHD36S43S3 |  | Split System AC | 34.6 |  | 12.7 | [7 empty] | 2010-03-05 | 2012-08-29 | United States, Canada | ES_42777_3.77956e+006_07022012153054_7797464
1794970 | York International Corp. UPG | HORIZONTAL DISCHARGE | TCHD36S43S3 | TCHD36S43S3 |  | Split System AC | 35.2 |  | 13.2 | [7 empty] | 2010-03-05 | 2012-08-29 | United States, Canada | ES_42777_3.78002e+006_07022012153054_7797799
1795013 | York International Corp. UPG | HORIZONTAL DISCHARGE | TCHD36S43S3 | TCHD36S43S3 |  | Split System AC | 34.2 |  | 12.1 | [7 empty] | 2010-03-05 | 2012-08-29 | United States, Canada | ES_42777_3.78089e+006_07022012153054_7805010
1795016 | York International Corp. UPG | HORIZONTAL DISCHARGE | TCHD36S43S3 | TCHD36S43S3 |  | Split System AC | 34.6 |  | 12.85 | [7 empty] | 2010-03-05 | 2012-08-29 | United States, Canada | ES_42777_3.77958e+006_07022012153054_7805513
1795028 | York International Corp. UPG | HORIZONTAL DISCHARGE | TCHD36S43S3 | TCHD36S43S3 |  | Split System AC | 34.6 |  | 12.45 | [7 empty] | 2010-09-25 | 2012-08-29 | United States, Canada | ES_42777_4.23418e+006_07022012153054_7807526
1795029 | York International Corp. UPG | HORIZONTAL DISCHARGE | TCHD36S43S3 | TCHD36S43S3 |  | Split System AC | 34.8 |  | 13.05 | [7 empty] | 2010-09-25 | 2012-08-29 | United States, Canada | ES_42777_4.23419e+006_07022012153054_7807694
1795032 | York International Corp. UPG | HORIZONTAL DISCHARGE | TCHD36S43S3 | TCHD36S43S3 |  | Split System AC | 34.4 |  | 12.35 | [7 empty] | 2010-09-25 | 2012-08-29 | United States, Canada | ES_42777_4.23428e+006_07022012153054_7808197
1795066 | York International Corp. UPG | HORIZONTAL DISCHARGE | TCHD36S43S3 | TCHD36S43S3 |  | Split System AC | 33 |  | 12.15 | [7 empty] | 2010-03-05 | 2012-08-29 | United States, Canada | ES_42777_3.77956e+006_07022012153054_7813898
1795067 | York International Corp. UPG | HORIZONTAL DISCHARGE | TCHD36S43S3 | TCHD36S43S3 |  | Split System AC | 35.2 |  | 13.2 | [7 empty] | 2010-03-05 | 2012-08-29 | United States, Canada | ES_42777_3.77978e+006_07022012153054_7814066
1795068 | York International Corp. UPG | HORIZONTAL DISCHARGE | TCHD36S43S3 | TCHD36S43S3 |  | Split System AC | 34.4 |  | 12.5 | [7 empty] | 2010-03-05 | 2012-08-29 | United States, Canada | ES_42777_3.78089e+006_07022012153054_7814234
1795069 | York International Corp. UPG | HORIZONTAL DISCHARGE | TCHD36S43S3 | TCHD36S43S3 |  | Split System AC | 34.6 |  | 13 | [7 empty] | 2010-03-05 | 2012-08-29 | United States, Canada | ES_42777_3.78051e+006_07022012153054_7814401
1795070 | York International Corp. UPG | HORIZONTAL DISCHARGE | TCHD36S43S3 | TCHD36S43S3 |  | Split System AC | 33.6 |  | 12.6 | [7 empty] | 2010-03-05 | 2012-08-29 | United States, Canada | ES_42777_3.78091e+006_07022012153054_7814569
1795075 | York International Corp. UPG | HORIZONTAL DISCHARGE | TCHD36S43S3 | TCHD36S43S3 |  | Split System AC | 33.6 |  | 12.6 | [7 empty] | 2010-09-25 | 2012-08-29 | United States, Canada | ES_42777_4.23419e+006_07022012153054_7815408
1795083 | York International Corp. UPG | HORIZONTAL DISCHARGE | TCHD36S43S3 | TCHD36S43S3 |  | Split System AC | 35.2 |  | 13 | [7 empty] | 2010-09-25 | 2012-08-29 | United States, Canada | ES_42777_4.23428e+006_07022012153054_7816749
1795084 | York International Corp. UPG | HORIZONTAL DISCHARGE | TCHD36S43S3 | TCHD36S43S3 |  | Split System AC | 33.6 |  | 12.15 | [7 empty] | 2010-09-25 | 2012-08-29 | United States, Canada | ES_42777_4.23427e+006_07022012153054_7816917
1793842 | York International Corp. UPG | HORIZONTAL DISCHARGE | TCHD36S44S3 | TCHD36S44S3 |  | Split System AC | 34.6 |  | 13 | [7 empty] | 2010-03-05 | 2012-08-29 | United States, Canada | ES_42777_3.77785e+006_07022012153054_7608638
1793843 | York International Corp. UPG | HORIZONTAL DISCHARGE | TCHD36S44S3 | TCHD36S44S3 |  | Split System AC | 34.4 |  | 12.35 | [7 empty] | 2010-03-05 | 2012-08-29 | United States, Canada | ES_42777_3.77785e+006_07022012153054_7608805
1793844 | York International Corp. UPG | HORIZONTAL DISCHARGE | TCHD36S44S3 | TCHD36S44S3 |  | Split System AC | 33.8 |  | 12 | [7 empty] | 2010-03-05 | 2012-08-29 | United States, Canada | ES_42777_3.77838e+006_07022012153054_7608973
1793871 | York International Corp. UPG | HORIZONTAL DISCHARGE | TCHD36S44S3 | TCHD36S44S3 |  | Split System AC | 34.2 |  | 12.1 | [7 empty] | 2010-09-25 | 2012-08-29 | United States, Canada | ES_42777_4.23399e+006_07022012153054_7613501
1793875 | York International Corp. UPG | HORIZONTAL DISCHARGE | TCHD36S44S3 | TCHD36S44S3 |  | Split System AC | 33 |  | 12.15 | [7 empty] | 2010-09-25 | 2012-08-29 | United States, Canada | ES_42777_4.23389e+006_07022012153054_7614172
1793876 | York International Corp. UPG | HORIZONTAL DISCHARGE | TCHD36S44S3 | TCHD36S44S3 |  | Split System AC | 33.6 |  | 12.45 | [7 empty] | 2010-09-25 | 2012-08-29 | United States, Canada | ES_42777_4.2339e+006_07022012153054_7614339
1793912 | York International Corp. UPG | HORIZONTAL DISCHARGE | TCHD36S44S3 | TCHD36S44S3 |  | Split System AC | 34.2 |  | 12.25 | [7 empty] | 2010-03-05 | 2012-08-29 | United States, Canada | ES_42777_3.77785e+006_07022012153054_7620376
1793913 | York International Corp. UPG | HORIZONTAL DISCHARGE | TCHD36S44S3 | TCHD36S44S3 |  | Split System AC | 34.4 |  | 12.6 | [7 empty] | 2010-03-05 | 2012-08-29 | United States, Canada | ES_42777_3.77807e+006_07022012153054_7620544
1793914 | York International Corp. UPG | HORIZONTAL DISCHARGE | TCHD36S44S3 | TCHD36S44S3 |  | Split System AC | 35 |  | 12.8 | [7 empty] | 2010-03-05 | 2012-08-29 | United States, Canada | ES_42777_3.77807e+006_07022012153054_7620712
1793915 | York International Corp. UPG | HORIZONTAL DISCHARGE | TCHD36S44S3 | TCHD36S44S3 |  | Split System AC | 34.8 |  | 13.05 | [7 empty] | 2010-03-05 | 2012-08-29 | United States, Canada | ES_42777_3.77879e+006_07022012153054_7620879
1793916 | York International Corp. UPG | HORIZONTAL DISCHARGE | TCHD36S44S3 | TCHD36S44S3 |  | Split System AC | 34.8 |  | 12.4 | [7 empty] | 2010-03-05 | 2012-08-29 | United States, Canada | ES_42777_3.77894e+006_07022012153054_7621047
1793917 | York International Corp. UPG | HORIZONTAL DISCHARGE | TCHD36S44S3 | TCHD36S44S3 |  | Split System AC | 35 |  | 13.1 | [7 empty] | 2010-03-05 | 2012-08-29 | United States, Canada | ES_42777_3.77829e+006_07022012153054_7621215
1793918 | York International Corp. UPG | HORIZONTAL DISCHARGE | TCHD36S44S3 | TCHD36S44S3 |  | Split System AC | 33.4 |  | 12.3 | [7 empty] | 2010-03-05 | 2012-08-29 | United States, Canada | ES_42777_3.77839e+006_07022012153054_7621382
1793923 | York International Corp. UPG | HORIZONTAL DISCHARGE | TCHD36S44S3 | TCHD36S44S3 |  | Split System AC | 33.8 |  | 12.55 | [7 empty] | 2010-09-25 | 2012-08-29 | United States, Canada | ES_42777_4.23388e+006_07022012153054_7622221
1793924 | York International Corp. UPG | HORIZONTAL DISCHARGE | TCHD36S44S3 | TCHD36S44S3 |  | Split System AC | 35 |  | 13 | [7 empty] | 2010-09-25 | 2012-08-29 | United States, Canada | ES_42777_4.23389e+006_07022012153054_7622389
1793943 | York International Corp. UPG | HORIZONTAL DISCHARGE | TCHD36S44S3 | TCHD36S44S3 |  | Split System AC | 33.6 |  | 12.45 | [7 empty] | 2010-03-05 | 2012-08-29 | United States, Canada | ES_42777_3.77896e+006_07022012153054_7625575
1793946 | York International Corp. UPG | HORIZONTAL DISCHARGE | TCHD36S44S3 | TCHD36S44S3 |  | Split System AC | 34.8 |  | 12.85 | [7 empty] | 2010-03-05 | 2012-08-29 | United States, Canada | ES_42777_3.7783e+006_07022012153054_7626078
1793949 | York International Corp. UPG | HORIZONTAL DISCHARGE | TCHD36S44S3 | TCHD36S44S3 |  | Split System AC | 34.2 |  | 12.1 | [7 empty] | 2010-03-05 | 2012-08-29 | United States, Canada | ES_42777_3.77895e+006_07022012153054_7626581
1793976 | York International Corp. UPG | HORIZONTAL DISCHARGE | TCHD36S44S3 | TCHD36S44S3 |  | Split System AC | 33.4 |  | 12.3 | [7 empty] | 2010-09-25 | 2012-08-29 | United States, Canada | ES_42777_4.2339e+006_07022012153054_7631109
1793983 | York International Corp. UPG | HORIZONTAL DISCHARGE | TCHD36S44S3 | TCHD36S44S3 |  | Split System AC | 35 |  | 12.8 | [7 empty] | 2010-09-25 | 2012-08-29 | United States, Canada | ES_42777_4.23399e+006_07022012153054_7632283
1793984 | York International Corp. UPG | HORIZONTAL DISCHARGE | TCHD36S44S3 | TCHD36S44S3 |  | Split System AC | 35.2 |  | 13 | [7 empty] | 2010-09-25 | 2012-08-29 | United States, Canada | ES_42777_4.23399e+006_07022012153054_7632450
1793985 | York International Corp. UPG | HORIZONTAL DISCHARGE | TCHD36S44S3 | TCHD36S44S3 |  | Split System AC | 34.8 |  | 12.85 | [7 empty] | 2010-09-25 | 2012-08-29 | United States, Canada | ES_42777_4.234e+006_07022012153054_7632618
1793998 | York International Corp. UPG | HORIZONTAL DISCHARGE | TCHD36S44S3 | TCHD36S44S3 |  | Split System AC | 33.6 |  | 12.45 | [7 empty] | 2010-03-05 | 2012-08-29 | United States, Canada | ES_42777_3.77838e+006_07022012153054_7634798
1794004 | York International Corp. UPG | HORIZONTAL DISCHARGE | TCHD36S44S3 | TCHD36S44S3 |  | Split System AC | 34.4 |  | 12.7 | [7 empty] | 2010-03-05 | 2012-08-29 | United States, Canada | ES_42777_3.77909e+006_07022012153054_7635804
1794005 | York International Corp. UPG | HORIZONTAL DISCHARGE | TCHD36S44S3 | TCHD36S44S3 |  | Split System AC | 35.2 |  | 13.2 | [7 empty] | 2010-03-05 | 2012-08-29 | United States, Canada | ES_42777_3.77909e+006_07022012153054_7635972
1794006 | York International Corp. UPG | HORIZONTAL DISCHARGE | TCHD36S44S3 | TCHD36S44S3 |  | Split System AC | 34.8 |  | 13.05 | [7 empty] | 2010-03-05 | 2012-08-29 | United States, Canada | ES_42777_3.77842e+006_07022012153054_7636140
1794023 | York International Corp. UPG | HORIZONTAL DISCHARGE | TCHD36S44S3 | TCHD36S44S3 |  | Split System AC | 35.2 |  | 13.2 | [7 empty] | 2010-03-05 | 2012-08-29 | United States, Canada | ES_42777_3.77841e+006_07022012153054_7638991
1794024 | York International Corp. UPG | HORIZONTAL DISCHARGE | TCHD36S44S3 | TCHD36S44S3 |  | Split System AC | 34.6 |  | 12.45 | [7 empty] | 2010-03-05 | 2012-08-29 | United States, Canada | ES_42777_3.77807e+006_07022012153054_7639158
1794025 | York International Corp. UPG | HORIZONTAL DISCHARGE | TCHD36S44S3 | TCHD36S44S3 |  | Split System AC | 34.8 |  | 13 | [7 empty] | 2010-03-05 | 2012-08-29 | United States, Canada | ES_42777_3.77785e+006_07022012153054_7639326
1794026 | York International Corp. UPG | HORIZONTAL DISCHARGE | TCHD36S44S3 | TCHD36S44S3 |  | Split System AC | 33.4 |  | 12.25 | [7 empty] | 2010-09-25 | 2012-08-29 | United States, Canada | ES_42777_4.234e+006_07022012153054_7639494
1794027 | York International Corp. UPG | HORIZONTAL DISCHARGE | TCHD36S44S3 | TCHD36S44S3 |  | Split System AC | 35.2 |  | 12.55 | [7 empty] | 2010-09-25 | 2012-08-29 | United States, Canada | ES_42777_4.23399e+006_07022012153054_7639661
1794028 | York International Corp. UPG | HORIZONTAL DISCHARGE | TCHD36S44S3 | TCHD36S44S3 |  | Split System AC | 34.6 |  | 12.7 | [7 empty] | 2010-09-25 | 2012-08-29 | United States, Canada | ES_42777_4.234e+006_07022012153054_7639829
1794029 | York International Corp. UPG | HORIZONTAL DISCHARGE | TCHD36S44S3 | TCHD36S44S3 |  | Split System AC | 33.4 |  | 12.3 | [7 empty] | 2010-09-25 | 2012-08-29 | United States, Canada | ES_42777_4.234e+006_07022012153054_7639997
1794034 | York International Corp. UPG | HORIZONTAL DISCHARGE | TCHD36S44S3 | TCHD36S44S3 |  | Split System AC | 35.2 |  | 13.2 | [7 empty] | 2010-09-25 | 2012-08-29 | United States, Canada | ES_42777_4.23389e+006_07022012153054_7640835
1794060 | York International Corp. UPG | HORIZONTAL DISCHARGE | TCHD36S44S3 | TCHD36S44S3 |  | Split System AC | 34.8 |  | 13 | [7 empty] | 2010-03-05 | 2012-08-29 | United States, Canada | ES_42777_3.77881e+006_07022012153054_7645195
1794061 | York International Corp. UPG | HORIZONTAL DISCHARGE | TCHD36S44S3 | TCHD36S44S3 |  | Split System AC | 33.6 |  | 12.6 | [7 empty] | 2010-03-05 | 2012-08-29 | United States, Canada | ES_42777_3.77919e+006_07022012153054_7645363
1794095 | York International Corp. UPG | HORIZONTAL DISCHARGE | TCHD36S44S3 | TCHD36S44S3 |  | Split System AC | 33.6 |  | 12.3 | [7 empty] | 2010-09-25 | 2012-08-29 | United States, Canada | ES_42777_4.23388e+006_07022012153054_7651065
1794096 | York International Corp. UPG | HORIZONTAL DISCHARGE | TCHD36S44S3 | TCHD36S44S3 |  | Split System AC | 33.6 |  | 12.4 | [7 empty] | 2010-09-25 | 2012-08-29 | United States, Canada | ES_42777_4.2339e+006_07022012153054_7651233
1794097 | York International Corp. UPG | HORIZONTAL DISCHARGE | TCHD36S44S3 | TCHD36S44S3 |  | Split System AC | 34.8 |  | 13.05 | [7 empty] | 2010-09-25 | 2012-08-29 | United States, Canada | ES_42777_4.2339e+006_07022012153054_7651400
1794100 | York International Corp. UPG | HORIZONTAL DISCHARGE | TCHD36S44S3 | TCHD36S44S3 |  | Split System AC | 34.2 |  | 12.25 | [7 empty] | 2010-09-25 | 2012-08-29 | United States, Canada | ES_42777_4.23399e+006_07022012153054_7651903
1794124 | York International Corp. UPG | HORIZONTAL DISCHARGE | TCHD36S44S3 | TCHD36S44S3 |  | Split System AC | 34.4 |  | 12.7 | [7 empty] | 2010-09-25 | 2012-08-29 | United States, Canada | ES_42777_4.23389e+006_07022012153054_7655928
1794134 | York International Corp. UPG | HORIZONTAL DISCHARGE | TCHD36S44S3 | TCHD36S44S3 |  | Split System AC | 34.6 |  | 12.7 | [7 empty] | 2010-03-05 | 2012-08-29 | United States, Canada | ES_42777_3.77807e+006_07022012153054_7657605
1794136 | York International Corp. UPG | HORIZONTAL DISCHARGE | TCHD36S44S3 | TCHD36S44S3 |  | Split System AC | 34.6 |  | 12.85 | [7 empty] | 2010-03-05 | 2012-08-29 | United States, Canada | ES_42777_3.77808e+006_07022012153054_7657940
1794137 | York International Corp. UPG | HORIZONTAL DISCHARGE | TCHD36S44S3 | TCHD36S44S3 |  | Split System AC | 34.6 |  | 12.45 | [7 empty] | 2010-03-05 | 2012-08-29 | United States, Canada | ES_42777_3.77787e+006_07022012153054_7658108
1794144 | York International Corp. UPG | HORIZONTAL DISCHARGE | TCHD36S44S3 | TCHD36S44S3 |  | Split System AC | 35 |  | 13 | [7 empty] | 2010-03-05 | 2012-08-29 | United States, Canada | ES_42777_3.77829e+006_07022012153054_7659282
1794145 | York International Corp. UPG | HORIZONTAL DISCHARGE | TCHD36S44S3 | TCHD36S44S3 |  | Split System AC | 34.6 |  | 13 | [7 empty] | 2010-03-05 | 2012-08-29 | United States, Canada | ES_42777_3.77841e+006_07022012153054_7659450
1794146 | York International Corp. UPG | HORIZONTAL DISCHARGE | TCHD36S44S3 | TCHD36S44S3 |  | Split System AC | 34.4 |  | 12.35 | [7 empty] | 2010-09-25 | 2012-08-29 | United States, Canada | ES_42777_4.23399e+006_07022012153054_7659617
1794171 | York International Corp. UPG | HORIZONTAL DISCHARGE | TCHD36S44S3 | TCHD36S44S3 |  | Split System AC | 33 |  | 12.15 | [7 empty] | 2010-03-05 | 2012-08-29 | United States, Canada | ES_42777_3.7788e+006_07022012153054_7663810
1794191 | York International Corp. UPG | HORIZONTAL DISCHARGE | TCHD36S44S3 | TCHD36S44S3 |  | Split System AC | 34.2 |  | 12.1 | [7 empty] | 2010-03-05 | 2012-08-29 | United States, Canada | ES_42777_3.77829e+006_07022012153054_7667164
1794192 | York International Corp. UPG | HORIZONTAL DISCHARGE | TCHD36S44S3 | TCHD36S44S3 |  | Split System AC | 34.6 |  | 12.85 | [7 empty] | 2010-03-05 | 2012-08-29 | United States, Canada | ES_42777_3.77838e+006_07022012153054_7667331
1794193 | York International Corp. UPG | HORIZONTAL DISCHARGE | TCHD36S44S3 | TCHD36S44S3 |  | Split System AC | 35.2 |  | 13 | [7 empty] | 2010-03-05 | 2012-08-29 | United States, Canada | ES_42777_3.77829e+006_07022012153054_7667499
1794194 | York International Corp. UPG | HORIZONTAL DISCHARGE | TCHD36S44S3 | TCHD36S44S3 |  | Split System AC | 33.6 |  | 12.6 | [7 empty] | 2010-03-05 | 2012-08-29 | United States, Canada | ES_42777_3.77918e+006_07022012153054_7667667
1794195 | York International Corp. UPG | HORIZONTAL DISCHARGE | TCHD36S44S3 | TCHD36S44S3 |  | Split System AC | 33.4 |  | 12.25 | [7 empty] | 2010-03-05 | 2012-08-29 | United States, Canada | ES_42777_3.77807e+006_07022012153054_7667834
1794198 | York International Corp. UPG | HORIZONTAL DISCHARGE | TCHD36S44S3 | TCHD36S44S3 |  | Split System AC | 33.8 |  | 12 | [7 empty] | 2010-09-25 | 2012-08-29 | United States, Canada | ES_42777_4.234e+006_07022012153054_7668338
1794199 | York International Corp. UPG | HORIZONTAL DISCHARGE | TCHD36S44S3 | TCHD36S44S3 |  | Split System AC | 34.2 |  | 12.1 | [7 empty] | 2010-09-25 | 2012-08-29 | United States, Canada | ES_42777_4.23389e+006_07022012153054_7668505
1794200 | York International Corp. UPG | HORIZONTAL DISCHARGE | TCHD36S44S3 | TCHD36S44S3 |  | Split System AC | 34.6 |  | 12.85 | [7 empty] | 2010-09-25 | 2012-08-29 | United States, Canada | ES_42777_4.23389e+006_07022012153054_7668673
1794202 | York International Corp. UPG | HORIZONTAL DISCHARGE | TCHD36S44S3 | TCHD36S44S3 |  | Split System AC | 34.6 |  | 12.45 | [7 empty] | 2010-09-25 | 2012-08-29 | United States, Canada | ES_42777_4.2339e+006_07022012153054_7669008
1794203 | York International Corp. UPG | HORIZONTAL DISCHARGE | TCHD36S44S3 | TCHD36S44S3 |  | Split System AC | 34.8 |  | 13 | [7 empty] | 2010-09-25 | 2012-08-29 | United States, Canada | ES_42777_4.2339e+006_07022012153054_7669176
1794204 | York International Corp. UPG | HORIZONTAL DISCHARGE | TCHD36S44S3 | TCHD36S44S3 |  | Split System AC | 33.6 |  | 12.6 | [7 empty] | 2010-09-25 | 2012-08-29 | United States, Canada | ES_42777_4.2339e+006_07022012153054_7669344
1794211 | York International Corp. UPG | HORIZONTAL DISCHARGE | TCHD36S44S3 | TCHD36S44S3 |  | Split System AC | 33.4 |  | 12.35 | [7 empty] | 2010-09-25 | 2012-08-29 | United States, Canada | ES_42777_4.23399e+006_07022012153054_7670518
1794230 | York International Corp. UPG | HORIZONTAL DISCHARGE | TCHD36S44S3 | TCHD36S44S3 |  | Split System AC | 35 |  | 13 | [7 empty] | 2010-03-05 | 2012-08-29 | United States, Canada | ES_42777_3.77808e+006_07022012153054_7673704
1794232 | York International Corp. UPG | HORIZONTAL DISCHARGE | TCHD36S44S3 | TCHD36S44S3 |  | Split System AC | 35.2 |  | 12.55 | [7 empty] | 2010-03-05 | 2012-08-29 | United States, Canada | ES_42777_3.77829e+006_07022012153054_7674039
1794233 | York International Corp. UPG | HORIZONTAL DISCHARGE | TCHD36S44S3 | TCHD36S44S3 |  | Split System AC | 34.4 |  | 12.5 | [7 empty] | 2010-03-05 | 2012-08-29 | United States, Canada | ES_42777_3.77838e+006_07022012153054_7674207
1794260 | York International Corp. UPG | HORIZONTAL DISCHARGE | TCHD36S44S3 | TCHD36S44S3 |  | Split System AC | 33 |  | 12.15 | [7 empty] | 2010-03-05 | 2012-08-29 | United States, Canada | ES_42777_3.77841e+006_07022012153054_7678735
1794261 | York International Corp. UPG | HORIZONTAL DISCHARGE | TCHD36S44S3 | TCHD36S44S3 |  | Split System AC | 34.2 |  | 12.1 | [7 empty] | 2010-03-05 | 2012-08-29 | United States, Canada | ES_42777_3.77894e+006_07022012153054_7678902
1794262 | York International Corp. UPG | HORIZONTAL DISCHARGE | TCHD36S44S3 | TCHD36S44S3 |  | Split System AC | 34.4 |  | 12.7 | [7 empty] | 2010-03-05 | 2012-08-29 | United States, Canada | ES_42777_3.77838e+006_07022012153054_7679070
1794264 | York International Corp. UPG | HORIZONTAL DISCHARGE | TCHD36S44S3 | TCHD36S44S3 |  | Split System AC | 33.6 |  | 12.15 | [7 empty] | 2010-09-25 | 2012-08-29 | United States, Canada | ES_42777_4.23398e+006_07022012153054_7679406
1794265 | York International Corp. UPG | HORIZONTAL DISCHARGE | TCHD36S44S3 | TCHD36S44S3 |  | Split System AC | 34.4 |  | 12.6 | [7 empty] | 2010-09-25 | 2012-08-29 | United States, Canada | ES_42777_4.23399e+006_07022012153054_7679573
1794266 | York International Corp. UPG | HORIZONTAL DISCHARGE | TCHD36S44S3 | TCHD36S44S3 |  | Split System AC | 34.8 |  | 12.4 | [7 empty] | 2010-09-25 | 2012-08-29 | United States, Canada | ES_42777_4.234e+006_07022012153054_7679741
1794286 | York International Corp. UPG | HORIZONTAL DISCHARGE | TCHD36S44S3 | TCHD36S44S3 |  | Split System AC | 34.4 |  | 12.35 | [7 empty] | 2010-09-25 | 2012-08-29 | United States, Canada | ES_42777_4.23461e+006_07022012153054_7683095
1794303 | York International Corp. UPG | HORIZONTAL DISCHARGE | TCHD36S44S3 | TCHD36S44S3 |  | Split System AC | 35.2 |  | 13.2 | [7 empty] | 2010-03-08 | 2012-08-29 | United States, Canada | ES_42777_3.78212e+006_07022012153054_7685946
1794318 | York International Corp. UPG | HORIZONTAL DISCHARGE | TCHD36S44S3 | TCHD36S44S3 |  | Split System AC | 33.4 |  | 12.35 | [7 empty] | 2010-09-25 | 2012-08-29 | United States, Canada | ES_42777_4.23461e+006_07022012153054_7688461
1794319 | York International Corp. UPG | HORIZONTAL DISCHARGE | TCHD36S44S3 | TCHD36S44S3 |  | Split System AC | 35 |  | 12.8 | [7 empty] | 2010-09-25 | 2012-08-29 | United States, Canada | ES_42777_4.2346e+006_07022012153054_7688629
1794325 | York International Corp. UPG | HORIZONTAL DISCHARGE | TCHD36S44S3 | TCHD36S44S3 |  | Split System AC | 33.6 |  | 12.6 | [7 empty] | 2010-09-25 | 2012-08-29 | United States, Canada | ES_42777_4.23452e+006_07022012153054_7689635
1794327 | York International Corp. UPG | HORIZONTAL DISCHARGE | TCHD36S44S3 | TCHD36S44S3 |  | Split System AC | 33.8 |  | 12 | [7 empty] | 2010-09-25 | 2012-08-29 | United States, Canada | ES_42777_4.23461e+006_07022012153054_7689970
1794328 | York International Corp. UPG | HORIZONTAL DISCHARGE | TCHD36S44S3 | TCHD36S44S3 |  | Split System AC | 34.4 |  | 12.5 | [7 empty] | 2010-03-08 | 2012-08-29 | United States, Canada | ES_42777_3.78298e+006_07022012153054_7690138
1794329 | York International Corp. UPG | HORIZONTAL DISCHARGE | TCHD36S44S3 | TCHD36S44S3 |  | Split System AC | 35 |  | 13.1 | [7 empty] | 2010-03-08 | 2012-08-29 | United States, Canada | ES_42777_3.78296e+006_07022012153054_7690306
1794342 | York International Corp. UPG | HORIZONTAL DISCHARGE | TCHD36S44S3 | TCHD36S44S3 |  | Split System AC | 34.8 |  | 13.05 | [7 empty] | 2010-03-08 | 2012-08-29 | United States, Canada | ES_42777_3.7821e+006_07022012153054_7692486
1794343 | York International Corp. UPG | HORIZONTAL DISCHARGE | TCHD36S44S3 | TCHD36S44S3 |  | Split System AC | 34.2 |  | 12.1 | [7 empty] | 2010-03-08 | 2012-08-29 | United States, Canada | ES_42777_3.78198e+006_07022012153054_7692654
1794367 | York International Corp. UPG | HORIZONTAL DISCHARGE | TCHD36S44S3 | TCHD36S44S3 |  | Split System AC | 35.2 |  | 13 | [7 empty] | 2010-09-25 | 2012-08-29 | United States, Canada | ES_42777_4.2346e+006_07022012153054_7696678
1794368 | York International Corp. UPG | HORIZONTAL DISCHARGE | TCHD36S44S3 | TCHD36S44S3 |  | Split System AC | 33.6 |  | 12.15 | [7 empty] | 2010-09-25 | 2012-08-29 | United States, Canada | ES_42777_4.2346e+006_07022012153054_7696846
1794369 | York International Corp. UPG | HORIZONTAL DISCHARGE | TCHD36S44S3 | TCHD36S44S3 |  | Split System AC | 34.4 |  | 12.6 | [7 empty] | 2010-09-25 | 2012-08-29 | United States, Canada | ES_42777_4.2346e+006_07022012153054_7697014
1794370 | York International Corp. UPG | HORIZONTAL DISCHARGE | TCHD36S44S3 | TCHD36S44S3 |  | Split System AC | 34.8 |  | 12.4 | [7 empty] | 2010-09-25 | 2012-08-29 | United States, Canada | ES_42777_4.23461e+006_07022012153054_7697181
1794385 | York International Corp. UPG | HORIZONTAL DISCHARGE | TCHD36S44S3 | TCHD36S44S3 |  | Split System AC | 34.8 |  | 13.05 | [7 empty] | 2010-09-25 | 2012-08-29 | United States, Canada | ES_42777_4.23451e+006_07022012153054_7699697
1794418 | York International Corp. UPG | HORIZONTAL DISCHARGE | TCHD36S44S3 | TCHD36S44S3 |  | Split System AC | 34.6 |  | 12.85 | [7 empty] | 2010-09-25 | 2012-08-29 | United States, Canada | ES_42777_4.2345e+006_07022012153054_7705231
1794419 | York International Corp. UPG | HORIZONTAL DISCHARGE | TCHD36S44S3 | TCHD36S44S3 |  | Split System AC | 35 |  | 13 | [7 empty] | 2010-09-25 | 2012-08-29 | United States, Canada | ES_42777_4.2345e+006_07022012153054_7705399
1794422 | York International Corp. UPG | HORIZONTAL DISCHARGE | TCHD36S44S3 | TCHD36S44S3 |  | Split System AC | 33.8 |  | 12.55 | [7 empty] | 2010-09-25 | 2012-08-29 | United States, Canada | ES_42777_4.2345e+006_07022012153054_7705902
1794439 | York International Corp. UPG | HORIZONTAL DISCHARGE | TCHD36S44S3 | TCHD36S44S3 |  | Split System AC | 35 |  | 13 | [7 empty] | 2010-03-08 | 2012-08-29 | United States, Canada | ES_42777_3.78202e+006_07022012153054_7708752
1794443 | York International Corp. UPG | HORIZONTAL DISCHARGE | TCHD36S44S3 | TCHD36S44S3 |  | Split System AC | 33 |  | 12.15 | [7 empty] | 2010-03-08 | 2012-08-29 | United States, Canada | ES_42777_3.78191e+006_07022012153054_7709423
1794459 | York International Corp. UPG | HORIZONTAL DISCHARGE | TCHD36S44S3 | TCHD36S44S3 |  | Split System AC | 33.6 |  | 12.45 | [7 empty] | 2010-09-25 | 2012-08-29 | United States, Canada | ES_42777_4.23452e+006_07022012153054_7712106
1794466 | York International Corp. UPG | HORIZONTAL DISCHARGE | TCHD36S44S3 | TCHD36S44S3 |  | Split System AC | 34.6 |  | 12.7 | [7 empty] | 2010-09-25 | 2012-08-29 | United States, Canada | ES_42777_4.23461e+006_07022012153054_7713280
1794467 | York International Corp. UPG | HORIZONTAL DISCHARGE | TCHD36S44S3 | TCHD36S44S3 |  | Split System AC | 35.2 |  | 12.55 | [7 empty] | 2010-09-25 | 2012-08-29 | United States, Canada | ES_42777_4.2346e+006_07022012153054_7713448
1794468 | York International Corp. UPG | HORIZONTAL DISCHARGE | TCHD36S44S3 | TCHD36S44S3 |  | Split System AC | 33.4 |  | 12.25 | [7 empty] | 2010-09-25 | 2012-08-29 | United States, Canada | ES_42777_4.23461e+006_07022012153054_7713616
1794469 | York International Corp. UPG | HORIZONTAL DISCHARGE | TCHD36S44S3 | TCHD36S44S3 |  | Split System AC | 34.6 |  | 13 | [7 empty] | 2010-03-08 | 2012-08-29 | United States, Canada | ES_42777_3.78286e+006_07022012153054_7713783
1794488 | York International Corp. UPG | HORIZONTAL DISCHARGE | TCHD36S44S3 | TCHD36S44S3 |  | Split System AC | 33.6 |  | 12.6 | [7 empty] | 2010-03-08 | 2012-08-29 | United States, Canada | ES_42777_3.78213e+006_07022012153054_7716970
1794491 | York International Corp. UPG | HORIZONTAL DISCHARGE | TCHD36S44S3 | TCHD36S44S3 |  | Split System AC | 33.6 |  | 12.45 | [7 empty] | 2010-03-08 | 2012-08-29 | United States, Canada | ES_42777_3.78205e+006_07022012153054_7717473
1794492 | York International Corp. UPG | HORIZONTAL DISCHARGE | TCHD36S44S3 | TCHD36S44S3 |  | Split System AC | 34.4 |  | 12.7 | [7 empty] | 2010-03-08 | 2012-08-29 | United States, Canada | ES_42777_3.78205e+006_07022012153054_7717640
1794507 | York International Corp. UPG | HORIZONTAL DISCHARGE | TCHD36S44S3 | TCHD36S44S3 |  | Split System AC | 34.8 |  | 12.85 | [7 empty] | 2010-09-25 | 2012-08-29 | United States, Canada | ES_42777_4.23461e+006_07022012153054_7720156
1794517 | York International Corp. UPG | HORIZONTAL DISCHARGE | TCHD36S44S3 | TCHD36S44S3 |  | Split System AC | 34.8 |  | 13 | [7 empty] | 2010-09-25 | 2012-08-29 | United States, Canada | ES_42777_4.23451e+006_07022012153054_7721833
1794518 | York International Corp. UPG | HORIZONTAL DISCHARGE | TCHD36S44S3 | TCHD36S44S3 |  | Split System AC | 33.4 |  | 12.3 | [7 empty] | 2010-09-25 | 2012-08-29 | United States, Canada | ES_42777_4.23451e+006_07022012153054_7722001
1794519 | York International Corp. UPG | HORIZONTAL DISCHARGE | TCHD36S44S3 | TCHD36S44S3 |  | Split System AC | 34.6 |  | 12.45 | [7 empty] | 2010-09-25 | 2012-08-29 | United States, Canada | ES_42777_4.23451e+006_07022012153054_7722168
1794522 | York International Corp. UPG | HORIZONTAL DISCHARGE | TCHD36S44S3 | TCHD36S44S3 |  | Split System AC | 34.4 |  | 12.7 | [7 empty] | 2010-09-25 | 2012-08-29 | United States, Canada | ES_42777_4.2345e+006_07022012153054_7722671
1794524 | York International Corp. UPG | HORIZONTAL DISCHARGE | TCHD36S44S3 | TCHD36S44S3 |  | Split System AC | 34.2 |  | 12.1 | [7 empty] | 2010-09-25 | 2012-08-29 | United States, Canada | ES_42777_4.2345e+006_07022012153054_7723007
1794532 | York International Corp. UPG | HORIZONTAL DISCHARGE | TCHD36S44S3 | TCHD36S44S3 |  | Split System AC | 34.6 |  | 13 | [7 empty] | 2010-03-08 | 2012-08-29 | United States, Canada | ES_42777_3.78298e+006_07022012153054_7724348
1794544 | York International Corp. UPG | HORIZONTAL DISCHARGE | TCHD36S44S3 | TCHD36S44S3 |  | Split System AC | 34.6 |  | 12.45 | [7 empty] | 2010-03-08 | 2012-08-29 | United States, Canada | ES_42777_3.78193e+006_07022012153054_7726361
1794561 | York International Corp. UPG | HORIZONTAL DISCHARGE | TCHD36S44S3 | TCHD36S44S3 |  | Split System AC | 33.6 |  | 12.4 | [7 empty] | 2010-09-25 | 2012-08-29 | United States, Canada | ES_42777_4.23451e+006_07022012153054_7729211
1794562 | York International Corp. UPG | HORIZONTAL DISCHARGE | TCHD36S44S3 | TCHD36S44S3 |  | Split System AC | 33 |  | 12.15 | [7 empty] | 2010-09-25 | 2012-08-29 | United States, Canada | ES_42777_4.2345e+006_07022012153054_7729379
1794563 | York International Corp. UPG | HORIZONTAL DISCHARGE | TCHD36S44S3 | TCHD36S44S3 |  | Split System AC | 33.6 |  | 12.3 | [7 empty] | 2010-09-25 | 2012-08-29 | United States, Canada | ES_42777_4.2345e+006_07022012153054_7729547
1794565 | York International Corp. UPG | HORIZONTAL DISCHARGE | TCHD36S44S3 | TCHD36S44S3 |  | Split System AC | 34.2 |  | 12.25 | [7 empty] | 2010-09-25 | 2012-08-29 | United States, Canada | ES_42777_4.2346e+006_07022012153054_7729882
1794566 | York International Corp. UPG | HORIZONTAL DISCHARGE | TCHD36S44S3 | TCHD36S44S3 |  | Split System AC | 33.4 |  | 12.3 | [7 empty] | 2010-09-25 | 2012-08-29 | United States, Canada | ES_42777_4.23461e+006_07022012153054_7730050
1794587 | York International Corp. UPG | HORIZONTAL DISCHARGE | TCHD36S44S3 | TCHD36S44S3 |  | Split System AC | 34.8 |  | 13 | [7 empty] | 2010-03-08 | 2012-08-29 | United States, Canada | ES_42777_3.78205e+006_07022012153054_7733572
1794603 | York International Corp. UPG | HORIZONTAL DISCHARGE | TCHD36S44S3 | TCHD36S44S3 |  | Split System AC | 35.2 |  | 13.2 | [7 empty] | 2010-09-25 | 2012-08-29 | United States, Canada | ES_42777_4.2345e+006_07022012153054_7736255
1794605 | York International Corp. UPG | HORIZONTAL DISCHARGE | TCHD36S44S3 | TCHD36S44S3 |  | Split System AC | 34.2 |  | 12.1 | [7 empty] | 2010-09-25 | 2012-08-29 | United States, Canada | ES_42777_4.2346e+006_07022012153054_7736590
1794623 | York International Corp. UPG | HORIZONTAL DISCHARGE | TCHD36S44S3 | TCHD36S44S3 |  | Split System AC | 34.6 |  | 12.85 | [7 empty] | 2010-03-08 | 2012-08-29 | United States, Canada | ES_42777_3.78208e+006_07022012153054_7739609
1794649 | York International Corp. UPG | HORIZONTAL DISCHARGE | TCHD36S44S3 | TCHD36S44S3 |  | Split System AC | 34.4 |  | 12.7 | [7 empty] | 2010-03-05 | 2012-08-29 | United States, Canada | ES_42777_3.78083e+006_07022012153054_7743969
1794654 | York International Corp. UPG | HORIZONTAL DISCHARGE | TCHD36S44S3 | TCHD36S44S3 |  | Split System AC | 33.4 |  | 12.25 | [7 empty] | 2010-03-05 | 2012-08-29 | United States, Canada | ES_42777_3.77981e+006_07022012153054_7744807
1794655 | York International Corp. UPG | HORIZONTAL DISCHARGE | TCHD36S44S3 | TCHD36S44S3 |  | Split System AC | 34.8 |  | 13 | [7 empty] | 2010-03-05 | 2012-08-29 | United States, Canada | ES_42777_3.77959e+006_07022012153054_7744975
1794656 | York International Corp. UPG | HORIZONTAL DISCHARGE | TCHD36S44S3 | TCHD36S44S3 |  | Split System AC | 34.8 |  | 13.05 | [7 empty] | 2010-03-05 | 2012-08-29 | United States, Canada | ES_42777_3.78053e+006_07022012153054_7745143
1794657 | York International Corp. UPG | HORIZONTAL DISCHARGE | TCHD36S44S3 | TCHD36S44S3 |  | Split System AC | 34.6 |  | 13 | [7 empty] | 2010-03-05 | 2012-08-29 | United States, Canada | ES_42777_3.77959e+006_07022012153054_7745310
1794660 | York International Corp. UPG | HORIZONTAL DISCHARGE | TCHD36S44S3 | TCHD36S44S3 |  | Split System AC | 33 |  | 12.15 | [7 empty] | 2010-03-05 | 2012-08-29 | United States, Canada | ES_42777_3.78015e+006_07022012153054_7745813
1794680 | York International Corp. UPG | HORIZONTAL DISCHARGE | TCHD36S44S3 | TCHD36S44S3 |  | Split System AC | 33.4 |  | 12.25 | [7 empty] | 2010-09-25 | 2012-08-29 | United States, Canada | ES_42777_4.23431e+006_07022012153054_7749167
1794685 | York International Corp. UPG | HORIZONTAL DISCHARGE | TCHD36S44S3 | TCHD36S44S3 |  | Split System AC | 33.4 |  | 12.3 | [7 empty] | 2010-09-25 | 2012-08-29 | United States, Canada | ES_42777_4.2342e+006_07022012153054_7750006
1794689 | York International Corp. UPG | HORIZONTAL DISCHARGE | TCHD36S44S3 | TCHD36S44S3 |  | Split System AC | 34.4 |  | 12.7 | [7 empty] | 2010-09-25 | 2012-08-29 | United States, Canada | ES_42777_4.23419e+006_07022012153054_7750677
1794708 | York International Corp. UPG | HORIZONTAL DISCHARGE | TCHD36S44S3 | TCHD36S44S3 |  | Split System AC | 34.8 |  | 13 | [7 empty] | 2010-03-05 | 2012-08-29 | United States, Canada | ES_42777_3.78054e+006_07022012153054_7753863
1794746 | York International Corp. UPG | HORIZONTAL DISCHARGE | TCHD36S44S3 | TCHD36S44S3 |  | Split System AC | 34.2 |  | 12.25 | [7 empty] | 2010-03-05 | 2012-08-29 | United States, Canada | ES_42777_3.77959e+006_07022012153054_7760235
1794748 | York International Corp. UPG | HORIZONTAL DISCHARGE | TCHD36S44S3 | TCHD36S44S3 |  | Split System AC | 34.2 |  | 12.1 | [7 empty] | 2010-03-05 | 2012-08-29 | United States, Canada | ES_42777_3.78068e+006_07022012153054_7760571
1794750 | York International Corp. UPG | HORIZONTAL DISCHARGE | TCHD36S44S3 | TCHD36S44S3 |  | Split System AC | 34.6 |  | 13 | [7 empty] | 2010-03-05 | 2012-08-29 | United States, Canada | ES_42777_3.78015e+006_07022012153054_7760906
1794751 | York International Corp. UPG | HORIZONTAL DISCHARGE | TCHD36S44S3 | TCHD36S44S3 |  | Split System AC | 33.6 |  | 12.45 | [7 empty] | 2010-03-05 | 2012-08-29 | United States, Canada | ES_42777_3.78012e+006_07022012153054_7761074
1794752 | York International Corp. UPG | HORIZONTAL DISCHARGE | TCHD36S44S3 | TCHD36S44S3 |  | Split System AC | 35 |  | 12.8 | [7 empty] | 2010-03-05 | 2012-08-29 | United States, Canada | ES_42777_3.77981e+006_07022012153054_7761242
1794754 | York International Corp. UPG | HORIZONTAL DISCHARGE | TCHD36S44S3 | TCHD36S44S3 |  | Split System AC | 34.6 |  | 12.7 | [7 empty] | 2010-09-25 | 2012-08-29 | United States, Canada | ES_42777_4.2343e+006_07022012153054_7761577
1794755 | York International Corp. UPG | HORIZONTAL DISCHARGE | TCHD36S44S3 | TCHD36S44S3 |  | Split System AC | 34.4 |  | 12.6 | [7 empty] | 2010-09-25 | 2012-08-29 | United States, Canada | ES_42777_4.23429e+006_07022012153054_7761745
1794757 | York International Corp. UPG | HORIZONTAL DISCHARGE | TCHD36S44S3 | TCHD36S44S3 |  | Split System AC | 33.6 |  | 12.15 | [7 empty] | 2010-09-25 | 2012-08-29 | United States, Canada | ES_42777_4.23429e+006_07022012153054_7762080
1794760 | York International Corp. UPG | HORIZONTAL DISCHARGE | TCHD36S44S3 | TCHD36S44S3 |  | Split System AC | 33.8 |  | 12.55 | [7 empty] | 2010-09-25 | 2012-08-29 | United States, Canada | ES_42777_4.23419e+006_07022012153054_7762583
1794761 | York International Corp. UPG | HORIZONTAL DISCHARGE | TCHD36S44S3 | TCHD36S44S3 |  | Split System AC | 35 |  | 13 | [7 empty] | 2010-09-25 | 2012-08-29 | United States, Canada | ES_42777_4.2342e+006_07022012153054_7762751
1794774 | York International Corp. UPG | HORIZONTAL DISCHARGE | TCHD36S44S3 | TCHD36S44S3 |  | Split System AC | 33.6 |  | 12.45 | [7 empty] | 2010-03-05 | 2012-08-29 | United States, Canada | ES_42777_3.78069e+006_07022012153054_7764931
1794775 | York International Corp. UPG | HORIZONTAL DISCHARGE | TCHD36S44S3 | TCHD36S44S3 |  | Split System AC | 34.6 |  | 12.7 | [7 empty] | 2010-03-05 | 2012-08-29 | United States, Canada | ES_42777_3.77981e+006_07022012153054_7765099
1794776 | York International Corp. UPG | HORIZONTAL DISCHARGE | TCHD36S44S3 | TCHD36S44S3 |  | Split System AC | 34.8 |  | 12.4 | [7 empty] | 2010-03-05 | 2012-08-29 | United States, Canada | ES_42777_3.78068e+006_07022012153054_7765266
1794778 | York International Corp. UPG | HORIZONTAL DISCHARGE | TCHD36S44S3 | TCHD36S44S3 |  | Split System AC | 34.8 |  | 13.05 | [7 empty] | 2010-03-05 | 2012-08-29 | United States, Canada | ES_42777_3.78016e+006_07022012153054_7765602
1794779 | York International Corp. UPG | HORIZONTAL DISCHARGE | TCHD36S44S3 | TCHD36S44S3 |  | Split System AC | 34.2 |  | 12.1 | [7 empty] | 2010-03-05 | 2012-08-29 | United States, Canada | ES_42777_3.78069e+006_07022012153054_7765769
1794799 | York International Corp. UPG | HORIZONTAL DISCHARGE | TCHD36S44S3 | TCHD36S44S3 |  | Split System AC | 34.4 |  | 12.6 | [7 empty] | 2010-03-05 | 2012-08-29 | United States, Canada | ES_42777_3.7798e+006_07022012153054_7769123
1794800 | York International Corp. UPG | HORIZONTAL DISCHARGE | TCHD36S44S3 | TCHD36S44S3 |  | Split System AC | 35.2 |  | 13.2 | [7 empty] | 2010-03-05 | 2012-08-29 | United States, Canada | ES_42777_3.78015e+006_07022012153054_7769291
1794804 | York International Corp. UPG | HORIZONTAL DISCHARGE | TCHD36S44S3 | TCHD36S44S3 |  | Split System AC | 34.8 |  | 13 | [7 empty] | 2010-09-25 | 2012-08-29 | United States, Canada | ES_42777_4.23421e+006_07022012153054_7769962
1794805 | York International Corp. UPG | HORIZONTAL DISCHARGE | TCHD36S44S3 | TCHD36S44S3 |  | Split System AC | 33.6 |  | 12.6 | [7 empty] | 2010-09-25 | 2012-08-29 | United States, Canada | ES_42777_4.23421e+006_07022012153054_7770129
1794811 | York International Corp. UPG | HORIZONTAL DISCHARGE | TCHD36S44S3 | TCHD36S44S3 |  | Split System AC | 34.2 |  | 12.1 | [7 empty] | 2010-09-25 | 2012-08-29 | United States, Canada | ES_42777_4.23429e+006_07022012153054_7771136
1794812 | York International Corp. UPG | HORIZONTAL DISCHARGE | TCHD36S44S3 | TCHD36S44S3 |  | Split System AC | 33.4 |  | 12.35 | [7 empty] | 2010-09-25 | 2012-08-29 | United States, Canada | ES_42777_4.2343e+006_07022012153054_7771303
1794831 | York International Corp. UPG | HORIZONTAL DISCHARGE | TCHD36S44S3 | TCHD36S44S3 |  | Split System AC | 33.6 |  | 12.6 | [7 empty] | 2010-03-05 | 2012-08-29 | United States, Canada | ES_42777_3.78093e+006_07022012153054_7774490
1794838 | York International Corp. UPG | HORIZONTAL DISCHARGE | TCHD36S44S3 | TCHD36S44S3 |  | Split System AC | 33.6 |  | 12.6 | [7 empty] | 2010-03-05 | 2012-08-29 | United States, Canada | ES_42777_3.78092e+006_07022012153054_7775663
1794857 | York International Corp. UPG | HORIZONTAL DISCHARGE | TCHD36S44S3 | TCHD36S44S3 |  | Split System AC | 34.6 |  | 12.85 | [7 empty] | 2010-03-05 | 2012-08-29 | United States, Canada | ES_42777_3.78012e+006_07022012153054_7778850
1794864 | York International Corp. UPG | HORIZONTAL DISCHARGE | TCHD36S44S3 | TCHD36S44S3 |  | Split System AC | 33.6 |  | 12.4 | [7 empty] | 2010-09-25 | 2012-08-29 | United States, Canada | ES_42777_4.2342e+006_07022012153054_7780024
1794866 | York International Corp. UPG | HORIZONTAL DISCHARGE | TCHD36S44S3 | TCHD36S44S3 |  | Split System AC | 33.6 |  | 12.45 | [7 empty] | 2010-09-25 | 2012-08-29 | United States, Canada | ES_42777_4.23421e+006_07022012153054_7780359
1794891 | York International Corp. UPG | HORIZONTAL DISCHARGE | TCHD36S44S3 | TCHD36S44S3 |  | Split System AC | 35 |  | 13.1 | [7 empty] | 2010-03-05 | 2012-08-29 | United States, Canada | ES_42777_3.78003e+006_07022012153054_7784551
1794892 | York International Corp. UPG | HORIZONTAL DISCHARGE | TCHD36S44S3 | TCHD36S44S3 |  | Split System AC | 34.4 |  | 12.35 | [7 empty] | 2010-03-05 | 2012-08-29 | United States, Canada | ES_42777_3.77959e+006_07022012153054_7784719
1794893 | York International Corp. UPG | HORIZONTAL DISCHARGE | TCHD36S44S3 | TCHD36S44S3 |  | Split System AC | 33.8 |  | 12 | [7 empty] | 2010-03-05 | 2012-08-29 | United States, Canada | ES_42777_3.78012e+006_07022012153054_7784887
1794896 | York International Corp. UPG | HORIZONTAL DISCHARGE | TCHD36S44S3 | TCHD36S44S3 |  | Split System AC | 34.6 |  | 12.85 | [7 empty] | 2010-03-05 | 2012-08-29 | United States, Canada | ES_42777_3.77982e+006_07022012153054_7785390
1794897 | York International Corp. UPG | HORIZONTAL DISCHARGE | TCHD36S44S3 | TCHD36S44S3 |  | Split System AC | 35.2 |  | 13.2 | [7 empty] | 2010-03-05 | 2012-08-29 | United States, Canada | ES_42777_3.78083e+006_07022012153054_7785558
1794923 | York International Corp. UPG | HORIZONTAL DISCHARGE | TCHD36S44S3 | TCHD36S44S3 |  | Split System AC | 34.6 |  | 12.85 | [7 empty] | 2010-09-25 | 2012-08-29 | United States, Canada | ES_42777_4.2342e+006_07022012153054_7789918
1794924 | York International Corp. UPG | HORIZONTAL DISCHARGE | TCHD36S44S3 | TCHD36S44S3 |  | Split System AC | 33.6 |  | 12.3 | [7 empty] | 2010-09-25 | 2012-08-29 | United States, Canada | ES_42777_4.23419e+006_07022012153054_7790085
1794927 | York International Corp. UPG | HORIZONTAL DISCHARGE | TCHD36S44S3 | TCHD36S44S3 |  | Split System AC | 34.4 |  | 12.35 | [7 empty] | 2010-09-25 | 2012-08-29 | United States, Canada | ES_42777_4.2343e+006_07022012153054_7790588
1794929 | York International Corp. UPG | HORIZONTAL DISCHARGE | TCHD36S44S3 | TCHD36S44S3 |  | Split System AC | 33.8 |  | 12 | [7 empty] | 2010-09-25 | 2012-08-29 | United States, Canada | ES_42777_4.23431e+006_07022012153054_7790924
1794950 | York International Corp. UPG | HORIZONTAL DISCHARGE | TCHD36S44S3 | TCHD36S44S3 |  | Split System AC | 34.6 |  | 12.45 | [7 empty] | 2010-09-25 | 2012-08-29 | United States, Canada | ES_42777_4.23421e+006_07022012153054_7794445
1794953 | York International Corp. UPG | HORIZONTAL DISCHARGE | TCHD36S44S3 | TCHD36S44S3 |  | Split System AC | 34.8 |  | 13.05 | [7 empty] | 2010-09-25 | 2012-08-29 | United States, Canada | ES_42777_4.23421e+006_07022012153054_7794949
1794962 | York International Corp. UPG | HORIZONTAL DISCHARGE | TCHD36S44S3 | TCHD36S44S3 |  | Split System AC | 35 |  | 13 | [7 empty] | 2010-03-05 | 2012-08-29 | United States, Canada | ES_42777_3.77982e+006_07022012153054_7796458
1794971 | York International Corp. UPG | HORIZONTAL DISCHARGE | TCHD36S44S3 | TCHD36S44S3 |  | Split System AC | 34.6 |  | 12.45 | [7 empty] | 2010-03-05 | 2012-08-29 | United States, Canada | ES_42777_3.77981e+006_07022012153054_7797967
1794972 | York International Corp. UPG | HORIZONTAL DISCHARGE | TCHD36S44S3 | TCHD36S44S3 |  | Split System AC | 34.4 |  | 12.5 | [7 empty] | 2010-03-05 | 2012-08-29 | United States, Canada | ES_42777_3.78012e+006_07022012153054_7798135
1794975 | York International Corp. UPG | HORIZONTAL DISCHARGE | TCHD36S44S3 | TCHD36S44S3 |  | Split System AC | 33.4 |  | 12.3 | [7 empty] | 2010-09-25 | 2012-08-29 | United States, Canada | ES_42777_4.23431e+006_07022012153054_7798638
1794976 | York International Corp. UPG | HORIZONTAL DISCHARGE | TCHD36S44S3 | TCHD36S44S3 |  | Split System AC | 35.2 |  | 13 | [7 empty] | 2010-09-25 | 2012-08-29 | United States, Canada | ES_42777_4.2343e+006_07022012153054_7798806
1794977 | York International Corp. UPG | HORIZONTAL DISCHARGE | TCHD36S44S3 | TCHD36S44S3 |  | Split System AC | 34.2 |  | 12.25 | [7 empty] | 2010-09-25 | 2012-08-29 | United States, Canada | ES_42777_4.23429e+006_07022012153054_7798973
1795002 | York International Corp. UPG | HORIZONTAL DISCHARGE | TCHD36S44S3 | TCHD36S44S3 |  | Split System AC | 33 |  | 12.15 | [7 empty] | 2010-03-05 | 2012-08-29 | United States, Canada | ES_42777_3.78054e+006_07022012153054_7803166
1795018 | York International Corp. UPG | HORIZONTAL DISCHARGE | TCHD36S44S3 | TCHD36S44S3 |  | Split System AC | 35 |  | 13 | [7 empty] | 2010-03-05 | 2012-08-29 | United States, Canada | ES_42777_3.78003e+006_07022012153054_7805849
1795019 | York International Corp. UPG | HORIZONTAL DISCHARGE | TCHD36S44S3 | TCHD36S44S3 |  | Split System AC | 35.2 |  | 12.55 | [7 empty] | 2010-03-05 | 2012-08-29 | United States, Canada | ES_42777_3.78003e+006_07022012153054_7806017
1795020 | York International Corp. UPG | HORIZONTAL DISCHARGE | TCHD36S44S3 | TCHD36S44S3 |  | Split System AC | 34.4 |  | 12.7 | [7 empty] | 2010-03-05 | 2012-08-29 | United States, Canada | ES_42777_3.78012e+006_07022012153054_7806184
1795023 | York International Corp. UPG | HORIZONTAL DISCHARGE | TCHD36S44S3 | TCHD36S44S3 |  | Split System AC | 33.4 |  | 12.3 | [7 empty] | 2010-03-05 | 2012-08-29 | United States, Canada | ES_42777_3.78012e+006_07022012153054_7806687
1795025 | York International Corp. UPG | HORIZONTAL DISCHARGE | TCHD36S44S3 | TCHD36S44S3 |  | Split System AC | 35 |  | 12.8 | [7 empty] | 2010-09-25 | 2012-08-29 | United States, Canada | ES_42777_4.2343e+006_07022012153054_7807023
1795026 | York International Corp. UPG | HORIZONTAL DISCHARGE | TCHD36S44S3 | TCHD36S44S3 |  | Split System AC | 34.8 |  | 12.85 | [7 empty] | 2010-09-25 | 2012-08-29 | United States, Canada | ES_42777_4.2343e+006_07022012153054_7807190
1795033 | York International Corp. UPG | HORIZONTAL DISCHARGE | TCHD36S44S3 | TCHD36S44S3 |  | Split System AC | 35.2 |  | 12.55 | [7 empty] | 2010-09-25 | 2012-08-29 | United States, Canada | ES_42777_4.2343e+006_07022012153054_7808364
1795053 | York International Corp. UPG | HORIZONTAL DISCHARGE | TCHD36S44S3 | TCHD36S44S3 |  | Split System AC | 34.6 |  | 12.45 | [7 empty] | 2010-03-05 | 2012-08-29 | United States, Canada | ES_42777_3.7796e+006_07022012153054_7811718
1795056 | York International Corp. UPG | HORIZONTAL DISCHARGE | TCHD36S44S3 | TCHD36S44S3 |  | Split System AC | 35.2 |  | 13 | [7 empty] | 2010-03-05 | 2012-08-29 | United States, Canada | ES_42777_3.78003e+006_07022012153054_7812221
1795057 | York International Corp. UPG | HORIZONTAL DISCHARGE | TCHD36S44S3 | TCHD36S44S3 |  | Split System AC | 34.8 |  | 12.85 | [7 empty] | 2010-03-05 | 2012-08-29 | United States, Canada | ES_42777_3.78004e+006_07022012153054_7812389
1795071 | York International Corp. UPG | HORIZONTAL DISCHARGE | TCHD36S44S3 | TCHD36S44S3 |  | Split System AC | 34.2 |  | 12.1 | [7 empty] | 2010-03-05 | 2012-08-29 | United States, Canada | ES_42777_3.78003e+006_07022012153054_7814737
1795072 | York International Corp. UPG | HORIZONTAL DISCHARGE | TCHD36S44S3 | TCHD36S44S3 |  | Split System AC | 34.8 |  | 12.4 | [7 empty] | 2010-09-25 | 2012-08-29 | United States, Canada | ES_42777_4.2343e+006_07022012153054_7814904
1795073 | York International Corp. UPG | HORIZONTAL DISCHARGE | TCHD36S44S3 | TCHD36S44S3 |  | Split System AC | 34.2 |  | 12.1 | [7 empty] | 2010-09-25 | 2012-08-29 | United States, Canada | ES_42777_4.23419e+006_07022012153054_7815072
1795074 | York International Corp. UPG | HORIZONTAL DISCHARGE | TCHD36S44S3 | TCHD36S44S3 |  | Split System AC | 35.2 |  | 13.2 | [7 empty] | 2010-09-25 | 2012-08-29 | United States, Canada | ES_42777_4.2342e+006_07022012153054_7815240
1795076 | York International Corp. UPG | HORIZONTAL DISCHARGE | TCHD36S44S3 | TCHD36S44S3 |  | Split System AC | 33 |  | 12.15 | [7 empty] | 2010-09-25 | 2012-08-29 | United States, Canada | ES_42777_4.23419e+006_07022012153054_7815575
1793849 | York International Corp. UPG | HORIZONTAL DISCHARGE | TCHD48S43S3 | TCHD48S43S3 |  | Split System AC | 47.5 |  | 12.05 | [7 empty] | 2010-03-05 | 2012-08-29 | United States, Canada | ES_42777_3.77897e+006_07022012153054_7609811
1793925 | York International Corp. UPG | HORIZONTAL DISCHARGE | TCHD48S43S3 | TCHD48S43S3 |  | Split System AC | 47.5 |  | 12.05 | [7 empty] | 2010-09-25 | 2012-08-29 | United States, Canada | ES_42777_4.23392e+006_07022012153054_7622556
1793944 | York International Corp. UPG | HORIZONTAL DISCHARGE | TCHD48S43S3 | TCHD48S43S3 |  | Split System AC | 48 |  | 12.25 | [7 empty] | 2010-03-05 | 2012-08-29 | United States, Canada | ES_42777_3.77788e+006_07022012153054_7625743
1793945 | York International Corp. UPG | HORIZONTAL DISCHARGE | TCHD48S43S3 | TCHD48S43S3 |  | Split System AC | 47.5 |  | 12.05 | [7 empty] | 2010-03-05 | 2012-08-29 | United States, Canada | ES_42777_3.77921e+006_07022012153054_7625910
1794007 | York International Corp. UPG | HORIZONTAL DISCHARGE | TCHD48S43S3 | TCHD48S43S3 |  | Split System AC | 47.5 |  | 12.1 | [7 empty] | 2010-03-05 | 2012-08-29 | United States, Canada | ES_42777_3.7781e+006_07022012153054_7636308
1794062 | York International Corp. UPG | HORIZONTAL DISCHARGE | TCHD48S43S3 | TCHD48S43S3 |  | Split System AC | 47.5 |  | 12.05 | [7 empty] | 2010-03-05 | 2012-08-29 | United States, Canada | ES_42777_3.7793e+006_07022012153054_7645531
1794126 | York International Corp. UPG | HORIZONTAL DISCHARGE | TCHD48S43S3 | TCHD48S43S3 |  | Split System AC | 47.5 |  | 12.05 | [7 empty] | 2010-09-25 | 2012-08-29 | United States, Canada | ES_42777_4.23392e+006_07022012153054_7656263
1794228 | York International Corp. UPG | HORIZONTAL DISCHARGE | TCHD48S43S3 | TCHD48S43S3 |  | Split System AC | 47.5 |  | 12 | [7 empty] | 2010-03-05 | 2012-08-29 | United States, Canada | ES_42777_3.77883e+006_07022012153054_7673368
1794229 | York International Corp. UPG | HORIZONTAL DISCHARGE | TCHD48S43S3 | TCHD48S43S3 |  | Split System AC | 47.5 |  | 12.05 | [7 empty] | 2010-03-05 | 2012-08-29 | United States, Canada | ES_42777_3.7793e+006_07022012153054_7673536
1794304 | York International Corp. UPG | HORIZONTAL DISCHARGE | TCHD48S43S3 | TCHD48S43S3 |  | Split System AC | 47.5 |  | 12.05 | [7 empty] | 2010-03-08 | 2012-08-29 | United States, Canada | ES_42777_3.78214e+006_07022012153054_7686113
1794378 | York International Corp. UPG | HORIZONTAL DISCHARGE | TCHD48S43S3 | TCHD48S43S3 |  | Split System AC | 47.5 |  | 12.1 | [7 empty] | 2010-03-08 | 2012-08-29 | United States, Canada | ES_42777_3.78291e+006_07022012153054_7698523
1794381 | York International Corp. UPG | HORIZONTAL DISCHARGE | TCHD48S43S3 | TCHD48S43S3 |  | Split System AC | 48 |  | 12.25 | [7 empty] | 2010-03-08 | 2012-08-29 | United States, Canada | ES_42777_3.78286e+006_07022012153054_7699026
1794416 | York International Corp. UPG | HORIZONTAL DISCHARGE | TCHD48S43S3 | TCHD48S43S3 |  | Split System AC | 47.5 |  | 12.05 | [7 empty] | 2010-09-25 | 2012-08-29 | United States, Canada | ES_42777_4.23453e+006_07022012153054_7704895
1794417 | York International Corp. UPG | HORIZONTAL DISCHARGE | TCHD48S43S3 | TCHD48S43S3 |  | Split System AC | 47.5 |  | 12.05 | [7 empty] | 2010-09-25 | 2012-08-29 | United States, Canada | ES_42777_4.23454e+006_07022012153054_7705063
1794438 | York International Corp. UPG | HORIZONTAL DISCHARGE | TCHD48S43S3 | TCHD48S43S3 |  | Split System AC | 47.5 |  | 12 | [7 empty] | 2010-03-08 | 2012-08-29 | United States, Canada | ES_42777_3.78306e+006_07022012153054_7708585
1794489 | York International Corp. UPG | HORIZONTAL DISCHARGE | TCHD48S43S3 | TCHD48S43S3 |  | Split System AC | 47.5 |  | 12.05 | [7 empty] | 2010-03-08 | 2012-08-29 | United States, Canada | ES_42777_3.78214e+006_07022012153054_7717137
1794710 | York International Corp. UPG | HORIZONTAL DISCHARGE | TCHD48S43S3 | TCHD48S43S3 |  | Split System AC | 47.5 |  | 12.05 | [7 empty] | 2010-03-05 | 2012-08-29 | United States, Canada | ES_42777_3.78095e+006_07022012153054_7754198
1794711 | York International Corp. UPG | HORIZONTAL DISCHARGE | TCHD48S43S3 | TCHD48S43S3 |  | Split System AC | 47.5 |  | 12.05 | [7 empty] | 2010-03-05 | 2012-08-29 | United States, Canada | ES_42777_3.78071e+006_07022012153054_7754366
1794712 | York International Corp. UPG | HORIZONTAL DISCHARGE | TCHD48S43S3 | TCHD48S43S3 |  | Split System AC | 47.5 |  | 12.05 | [7 empty] | 2010-03-05 | 2012-08-29 | United States, Canada | ES_42777_3.78104e+006_07022012153054_7754534
1794758 | York International Corp. UPG | HORIZONTAL DISCHARGE | TCHD48S43S3 | TCHD48S43S3 |  | Split System AC | 47.5 |  | 12.05 | [7 empty] | 2010-09-25 | 2012-08-29 | United States, Canada | ES_42777_4.23423e+006_07022012153054_7762248
1794762 | York International Corp. UPG | HORIZONTAL DISCHARGE | TCHD48S43S3 | TCHD48S43S3 |  | Split System AC | 47.5 |  | 12.05 | [7 empty] | 2010-09-25 | 2012-08-29 | United States, Canada | ES_42777_4.23423e+006_07022012153054_7762919
1794773 | York International Corp. UPG | HORIZONTAL DISCHARGE | TCHD48S43S3 | TCHD48S43S3 |  | Split System AC | 48 |  | 12.25 | [7 empty] | 2010-03-05 | 2012-08-29 | United States, Canada | ES_42777_3.77962e+006_07022012153054_7764763
1794956 | York International Corp. UPG | HORIZONTAL DISCHARGE | TCHD48S43S3 | TCHD48S43S3 |  | Split System AC | 47.5 |  | 12.05 | [7 empty] | 2010-03-05 | 2012-08-29 | United States, Canada | ES_42777_3.78104e+006_07022012153054_7795452
1794959 | York International Corp. UPG | HORIZONTAL DISCHARGE | TCHD48S43S3 | TCHD48S43S3 |  | Split System AC | 47.5 |  | 12 | [7 empty] | 2010-03-05 | 2012-08-29 | United States, Canada | ES_42777_3.78056e+006_07022012153054_7795955
1794961 | York International Corp. UPG | HORIZONTAL DISCHARGE | TCHD48S43S3 | TCHD48S43S3 |  | Split System AC | 47.5 |  | 12.1 | [7 empty] | 2010-03-05 | 2012-08-29 | United States, Canada | ES_42777_3.77984e+006_07022012153054_7796290
1793850 | York International Corp. UPG | HORIZONTAL DISCHARGE | TCHD48S44S3 | TCHD48S44S3 |  | Split System AC | 47.5 |  | 12.05 | [7 empty] | 2010-03-05 | 2012-08-29 | United States, Canada | ES_42777_3.77931e+006_07022012153054_7609979
1793942 | York International Corp. UPG | HORIZONTAL DISCHARGE | TCHD48S44S3 | TCHD48S44S3 |  | Split System AC | 47.5 |  | 12.05 | [7 empty] | 2010-09-25 | 2012-08-29 | United States, Canada | ES_42777_4.23393e+006_07022012153054_7625407
1793967 | York International Corp. UPG | HORIZONTAL DISCHARGE | TCHD48S44S3 | TCHD48S44S3 |  | Split System AC | 47.5 |  | 12.05 | [7 empty] | 2010-09-25 | 2012-08-29 | United States, Canada | ES_42777_4.23393e+006_07022012153054_7629600
1794063 | York International Corp. UPG | HORIZONTAL DISCHARGE | TCHD48S44S3 | TCHD48S44S3 |  | Split System AC | 47.5 |  | 12.05 | [7 empty] | 2010-03-05 | 2012-08-29 | United States, Canada | ES_42777_3.77813e+006_07022012153054_7645699
1794132 | York International Corp. UPG | HORIZONTAL DISCHARGE | TCHD48S44S3 | TCHD48S44S3 |  | Split System AC | 47.5 |  | 12.05 | [7 empty] | 2010-03-05 | 2012-08-29 | United States, Canada | ES_42777_3.77884e+006_07022012153054_7657270
1794133 | York International Corp. UPG | HORIZONTAL DISCHARGE | TCHD48S44S3 | TCHD48S44S3 |  | Split System AC | 47.5 |  | 12.1 | [7 empty] | 2010-03-05 | 2012-08-29 | United States, Canada | ES_42777_3.77812e+006_07022012153054_7657437
1794168 | York International Corp. UPG | HORIZONTAL DISCHARGE | TCHD48S44S3 | TCHD48S44S3 |  | Split System AC | 47.5 |  | 12 | [7 empty] | 2010-03-05 | 2012-08-29 | United States, Canada | ES_42777_3.77833e+006_07022012153054_7663307
1794169 | York International Corp. UPG | HORIZONTAL DISCHARGE | TCHD48S44S3 | TCHD48S44S3 |  | Split System AC | 48 |  | 12.25 | [7 empty] | 2010-03-05 | 2012-08-29 | United States, Canada | ES_42777_3.77812e+006_07022012153054_7663474
1794231 | York International Corp. UPG | HORIZONTAL DISCHARGE | TCHD48S44S3 | TCHD48S44S3 |  | Split System AC | 47.5 |  | 12.05 | [7 empty] | 2010-03-05 | 2012-08-29 | United States, Canada | ES_42777_3.77833e+006_07022012153054_7673872
1794380 | York International Corp. UPG | HORIZONTAL DISCHARGE | TCHD48S44S3 | TCHD48S44S3 |  | Split System AC | 47.5 |  | 12.1 | [7 empty] | 2010-03-08 | 2012-08-29 | United States, Canada | ES_42777_3.78292e+006_07022012153054_7698858
1794382 | York International Corp. UPG | HORIZONTAL DISCHARGE | TCHD48S44S3 | TCHD48S44S3 |  | Split System AC | 47.5 |  | 12.05 | [7 empty] | 2010-03-08 | 2012-08-29 | United States, Canada | ES_42777_3.78209e+006_07022012153054_7699194
1794490 | York International Corp. UPG | HORIZONTAL DISCHARGE | TCHD48S44S3 | TCHD48S44S3 |  | Split System AC | 47.5 |  | 12 | [7 empty] | 2010-03-08 | 2012-08-29 | United States, Canada | ES_42777_3.78297e+006_07022012153054_7717305
1794531 | York International Corp. UPG | HORIZONTAL DISCHARGE | TCHD48S44S3 | TCHD48S44S3 |  | Split System AC | 47.5 |  | 12.05 | [7 empty] | 2010-09-25 | 2012-08-29 | United States, Canada | ES_42777_4.23454e+006_07022012153054_7724181
1794549 | York International Corp. UPG | HORIZONTAL DISCHARGE | TCHD48S44S3 | TCHD48S44S3 |  | Split System AC | 48 |  | 12.25 | [7 empty] | 2010-03-08 | 2012-08-29 | United States, Canada | ES_42777_3.78292e+006_07022012153054_7727199
1794550 | York International Corp. UPG | HORIZONTAL DISCHARGE | TCHD48S44S3 | TCHD48S44S3 |  | Split System AC | 47.5 |  | 12.05 | [7 empty] | 2010-03-08 | 2012-08-29 | United States, Canada | ES_42777_3.78214e+006_07022012153054_7727367
1794551 | York International Corp. UPG | HORIZONTAL DISCHARGE | TCHD48S44S3 | TCHD48S44S3 |  | Split System AC | 47.5 |  | 12.05 | [7 empty] | 2010-09-25 | 2012-08-29 | United States, Canada | ES_42777_4.23455e+006_07022012153054_7727535
1794650 | York International Corp. UPG | HORIZONTAL DISCHARGE | TCHD48S44S3 | TCHD48S44S3 |  | Split System AC | 47.5 |  | 12.05 | [7 empty] | 2010-03-05 | 2012-08-29 | United States, Canada | ES_42777_3.78105e+006_07022012153054_7744136
1794713 | York International Corp. UPG | HORIZONTAL DISCHARGE | TCHD48S44S3 | TCHD48S44S3 |  | Split System AC | 48 |  | 12.25 | [7 empty] | 2010-03-05 | 2012-08-29 | United States, Canada | ES_42777_3.77986e+006_07022012153054_7754701
1794714 | York International Corp. UPG | HORIZONTAL DISCHARGE | TCHD48S44S3 | TCHD48S44S3 |  | Split System AC | 47.5 |  | 12.05 | [7 empty] | 2010-03-05 | 2012-08-29 | United States, Canada | ES_42777_3.78058e+006_07022012153054_7754869
1794973 | York International Corp. UPG | HORIZONTAL DISCHARGE | TCHD48S44S3 | TCHD48S44S3 |  | Split System AC | 47.5 |  | 12.05 | [7 empty] | 2010-09-25 | 2012-08-29 | United States, Canada | ES_42777_4.23424e+006_07022012153054_7798303
1794974 | York International Corp. UPG | HORIZONTAL DISCHARGE | TCHD48S44S3 | TCHD48S44S3 |  | Split System AC | 47.5 |  | 12.05 | [7 empty] | 2010-09-25 | 2012-08-29 | United States, Canada | ES_42777_4.23424e+006_07022012153054_7798470
1795003 | York International Corp. UPG | HORIZONTAL DISCHARGE | TCHD48S44S3 | TCHD48S44S3 |  | Split System AC | 47.5 |  | 12.05 | [7 empty] | 2010-03-05 | 2012-08-29 | United States, Canada | ES_42777_3.77987e+006_07022012153054_7803333
1795004 | York International Corp. UPG | HORIZONTAL DISCHARGE | TCHD48S44S3 | TCHD48S44S3 |  | Split System AC | 47.5 |  | 12 | [7 empty] | 2010-03-05 | 2012-08-29 | United States, Canada | ES_42777_3.78007e+006_07022012153054_7803501
1795052 | York International Corp. UPG | HORIZONTAL DISCHARGE | TCHD48S44S3 | TCHD48S44S3 |  | Split System AC | 47.5 |  | 12.1 | [7 empty] | 2010-03-05 | 2012-08-29 | United States, Canada | ES_42777_3.77986e+006_07022012153054_7811551
1795054 | York International Corp. UPG | HORIZONTAL DISCHARGE | TCHD48S44S3 | TCHD48S44S3 |  | Split System AC | 47.5 |  | 12.05 | [7 empty] | 2010-03-05 | 2012-08-29 | United States, Canada | ES_42777_3.78007e+006_07022012153054_7811886
1793424 | York International Corp. UPG | LX SERIES | THJD30S43S4 | THJD30S43S4 |  | Split System HP | 30 |  | 12 | [7 empty] | 2010-10-06 | 2012-08-29 | United States, Canada | ES_42777_4.24817e+006_07022012153054_7538540
1793467 | York International Corp. UPG | LX SERIES | THJD30S43S4 | THJD30S43S4 |  | Split System HP | 30 |  | 12 | [7 empty] | 2010-10-06 | 2012-08-29 | United States, Canada | ES_42777_4.24817e+006_07022012153054_7545751
1793477 | York International Corp. UPG | LX SERIES | THJD30S43S4 | THJD30S43S4 |  | Split System HP | 30 |  | 12 | [7 empty] | 2010-10-06 | 2012-08-29 | United States, Canada | ES_42777_4.24817e+006_07022012153054_7547428
1793489 | York International Corp. UPG | LX SERIES | THJD30S43S4 | THJD30S43S4 |  | Split System HP | 30 |  | 12 | [7 empty] | 2010-10-06 | 2012-08-29 | United States, Canada | ES_42777_4.24817e+006_07022012153054_7549441
1793584 | York International Corp. UPG | LX SERIES | THJD30S43S4 | THJD30S43S4 |  | Split System HP | 30 |  | 12 | [7 empty] | 2010-10-06 | 2012-08-29 | United States, Canada | ES_42777_4.24822e+006_07022012153054_7565372
1793592 | York International Corp. UPG | LX SERIES | THJD30S43S4 | THJD30S43S4 |  | Split System HP | 30 |  | 12 | [7 empty] | 2010-10-06 | 2012-08-29 | United States, Canada | ES_42777_4.24822e+006_07022012153054_7566713
1793645 | York International Corp. UPG | LX SERIES | THJD30S43S4 | THJD30S43S4 |  | Split System HP | 30 |  | 12 | [7 empty] | 2010-10-06 | 2012-08-29 | United States, Canada | ES_42777_4.24822e+006_07022012153054_7575601
1793646 | York International Corp. UPG | LX SERIES | THJD30S43S4 | THJD30S43S4 |  | Split System HP | 30 |  | 12 | [7 empty] | 2010-10-06 | 2012-08-29 | United States, Canada | ES_42777_4.24822e+006_07022012153054_7575769
1793420 | York International Corp. UPG | LX SERIES | THJD36S43S4 | THJD36S43S4 |  | Split System HP | 36 |  | 12 | [7 empty] | 2010-10-06 | 2012-08-29 | United States, Canada | ES_42777_4.24818e+006_07022012153054_7537870
1793421 | York International Corp. UPG | LX SERIES | THJD36S43S4 | THJD36S43S4 |  | Split System HP | 36 |  | 12 | [7 empty] | 2010-10-06 | 2012-08-29 | United States, Canada | ES_42777_4.24818e+006_07022012153054_7538037
1793464 | York International Corp. UPG | LX SERIES | THJD36S43S4 | THJD36S43S4 |  | Split System HP | 36 |  | 12 | [7 empty] | 2010-10-06 | 2012-08-29 | United States, Canada | ES_42777_4.24818e+006_07022012153054_7545248
1793465 | York International Corp. UPG | LX SERIES | THJD36S43S4 | THJD36S43S4 |  | Split System HP | 36 |  | 12 | [7 empty] | 2010-10-06 | 2012-08-29 | United States, Canada | ES_42777_4.24818e+006_07022012153054_7545416
1793478 | York International Corp. UPG | LX SERIES | THJD36S43S4 | THJD36S43S4 |  | Split System HP | 36 |  | 12 | [7 empty] | 2010-10-06 | 2012-08-29 | United States, Canada | ES_42777_4.24817e+006_07022012153054_7547596
1793479 | York International Corp. UPG | LX SERIES | THJD36S43S4 | THJD36S43S4 |  | Split System HP | 36 |  | 12 | [7 empty] | 2010-10-06 | 2012-08-29 | United States, Canada | ES_42777_4.24818e+006_07022012153054_7547764
1793488 | York International Corp. UPG | LX SERIES | THJD36S43S4 | THJD36S43S4 |  | Split System HP | 36 |  | 12 | [7 empty] | 2010-10-06 | 2012-08-29 | United States, Canada | ES_42777_4.24818e+006_07022012153054_7549273
1793490 | York International Corp. UPG | LX SERIES | THJD36S43S4 | THJD36S43S4 |  | Split System HP | 36 |  | 12 | [7 empty] | 2010-10-06 | 2012-08-29 | United States, Canada | ES_42777_4.24817e+006_07022012153054_7549608
1793580 | York International Corp. UPG | LX SERIES | THJD36S43S4 | THJD36S43S4 |  | Split System HP | 36 |  | 12 | [7 empty] | 2010-10-06 | 2012-08-29 | United States, Canada | ES_42777_4.24823e+006_07022012153054_7564701
1793593 | York International Corp. UPG | LX SERIES | THJD36S43S4 | THJD36S43S4 |  | Split System HP | 36 |  | 12 | [7 empty] | 2010-10-06 | 2012-08-29 | United States, Canada | ES_42777_4.24822e+006_07022012153054_7566881
1793619 | York International Corp. UPG | LX SERIES | THJD36S43S4 | THJD36S43S4 |  | Split System HP | 36 |  | 12 | [7 empty] | 2010-10-06 | 2012-08-29 | United States, Canada | ES_42777_4.24822e+006_07022012153054_7571241
1793629 | York International Corp. UPG | LX SERIES | THJD36S43S4 | THJD36S43S4 |  | Split System HP | 36 |  | 12 | [7 empty] | 2010-10-06 | 2012-08-29 | United States, Canada | ES_42777_4.24822e+006_07022012153054_7572918
1793630 | York International Corp. UPG | LX SERIES | THJD36S43S4 | THJD36S43S4 |  | Split System HP | 36 |  | 12 | [7 empty] | 2010-10-06 | 2012-08-29 | United States, Canada | ES_42777_4.24822e+006_07022012153054_7573086
1793631 | York International Corp. UPG | LX SERIES | THJD36S43S4 | THJD36S43S4 |  | Split System HP | 36 |  | 12 | [7 empty] | 2010-10-06 | 2012-08-29 | United States, Canada | ES_42777_4.24823e+006_07022012153054_7573254
1793642 | York International Corp. UPG | LX SERIES | THJD36S43S4 | THJD36S43S4 |  | Split System HP | 36 |  | 12 | [7 empty] | 2010-10-06 | 2012-08-29 | United States, Canada | ES_42777_4.24823e+006_07022012153054_7575098
1793644 | York International Corp. UPG | LX SERIES | THJD36S43S4 | THJD36S43S4 |  | Split System HP | 36 |  | 12 | [7 empty] | 2010-10-06 | 2012-08-29 | United States, Canada | ES_42777_4.24823e+006_07022012153054_7575434
1793410 | York International Corp. UPG | LX SERIES | THJD36S44S4 | THJD36S44S4 |  | Split System HP | 36 |  | 12 | [7 empty] | 2010-10-06 | 2012-08-29 | United States, Canada | ES_42777_4.24818e+006_07022012153054_7536193
1793419 | York International Corp. UPG | LX SERIES | THJD36S44S4 | THJD36S44S4 |  | Split System HP | 36 |  | 12 | [7 empty] | 2010-10-06 | 2012-08-29 | United States, Canada | ES_42777_4.24819e+006_07022012153054_7537702
1793439 | York International Corp. UPG | LX SERIES | THJD36S44S4 | THJD36S44S4 |  | Split System HP | 36 |  | 12 | [7 empty] | 2010-10-06 | 2012-08-29 | United States, Canada | ES_42777_4.24819e+006_07022012153054_7541056
1793445 | York International Corp. UPG | LX SERIES | THJD36S44S4 | THJD36S44S4 |  | Split System HP | 36 |  | 12 | [7 empty] | 2010-10-06 | 2012-08-29 | United States, Canada | ES_42777_4.24818e+006_07022012153054_7542062
1793456 | York International Corp. UPG | LX SERIES | THJD36S44S4 | THJD36S44S4 |  | Split System HP | 36 |  | 12 | [7 empty] | 2010-10-06 | 2012-08-29 | United States, Canada | ES_42777_4.24818e+006_07022012153054_7543907
1793463 | York International Corp. UPG | LX SERIES | THJD36S44S4 | THJD36S44S4 |  | Split System HP | 36 |  | 12 | [7 empty] | 2010-10-06 | 2012-08-29 | United States, Canada | ES_42777_4.24819e+006_07022012153054_7545080
1793476 | York International Corp. UPG | LX SERIES | THJD36S44S4 | THJD36S44S4 |  | Split System HP | 36 |  | 12 | [7 empty] | 2010-10-06 | 2012-08-29 | United States, Canada | ES_42777_4.24819e+006_07022012153054_7547261
1793481 | York International Corp. UPG | LX SERIES | THJD36S44S4 | THJD36S44S4 |  | Split System HP | 36 |  | 12 | [7 empty] | 2010-10-06 | 2012-08-29 | United States, Canada | ES_42777_4.24818e+006_07022012153054_7548099
1793579 | York International Corp. UPG | LX SERIES | THJD36S44S4 | THJD36S44S4 |  | Split System HP | 36 |  | 12 | [7 empty] | 2010-10-06 | 2012-08-29 | United States, Canada | ES_42777_4.24824e+006_07022012153054_7564533
1793608 | York International Corp. UPG | LX SERIES | THJD36S44S4 | THJD36S44S4 |  | Split System HP | 36 |  | 12 | [7 empty] | 2010-10-06 | 2012-08-29 | United States, Canada | ES_42777_4.24823e+006_07022012153054_7569397
1793609 | York International Corp. UPG | LX SERIES | THJD36S44S4 | THJD36S44S4 |  | Split System HP | 36 |  | 12 | [7 empty] | 2010-10-06 | 2012-08-29 | United States, Canada | ES_42777_4.24823e+006_07022012153054_7569564
1793613 | York International Corp. UPG | LX SERIES | THJD36S44S4 | THJD36S44S4 |  | Split System HP | 36 |  | 12 | [7 empty] | 2010-10-06 | 2012-08-29 | United States, Canada | ES_42777_4.24823e+006_07022012153054_7570235
1793641 | York International Corp. UPG | LX SERIES | THJD36S44S4 | THJD36S44S4 |  | Split System HP | 36 |  | 12 | [7 empty] | 2010-10-06 | 2012-08-29 | United States, Canada | ES_42777_4.24824e+006_07022012153054_7574931
1793643 | York International Corp. UPG | LX SERIES | THJD36S44S4 | THJD36S44S4 |  | Split System HP | 36 |  | 12 | [7 empty] | 2010-10-06 | 2012-08-29 | United States, Canada | ES_42777_4.24823e+006_07022012153054_7575266
1793657 | York International Corp. UPG | LX SERIES | THJD36S44S4 | THJD36S44S4 |  | Split System HP | 36 |  | 12 | [7 empty] | 2010-10-06 | 2012-08-29 | United States, Canada | ES_42777_4.24823e+006_07022012153054_7577614
1793658 | York International Corp. UPG | LX SERIES | THJD36S44S4 | THJD36S44S4 |  | Split System HP | 36 |  | 12 | [7 empty] | 2010-10-06 | 2012-08-29 | United States, Canada | ES_42777_4.24823e+006_07022012153054_7577781
1793423 | York International Corp. UPG | LX SERIES | THJD42S43S4 | THJD42S43S4 |  | Split System HP | 40.5 |  | 12 | [7 empty] | 2010-10-06 | 2012-08-29 | United States, Canada | ES_42777_4.2482e+006_07022012153054_7538373
1793440 | York International Corp. UPG | LX SERIES | THJD42S43S4 | THJD42S43S4 |  | Split System HP | 40.5 |  | 12 | [7 empty] | 2010-10-06 | 2012-08-29 | United States, Canada | ES_42777_4.2482e+006_07022012153054_7541223
1793444 | York International Corp. UPG | LX SERIES | THJD42S43S4 | THJD42S43S4 |  | Split System HP | 42 |  | 12 | [7 empty] | 2010-10-06 | 2012-08-29 | United States, Canada | ES_42777_4.2482e+006_07022012153054_7541894
1793480 | York International Corp. UPG | LX SERIES | THJD42S43S4 | THJD42S43S4 |  | Split System HP | 42 |  | 12 | [7 empty] | 2010-10-06 | 2012-08-29 | United States, Canada | ES_42777_4.2482e+006_07022012153054_7547931
1793610 | York International Corp. UPG | LX SERIES | THJD42S43S4 | THJD42S43S4 |  | Split System HP | 40.5 |  | 12 | [7 empty] | 2010-10-06 | 2012-08-29 | United States, Canada | ES_42777_4.24824e+006_07022012153054_7569732
1793611 | York International Corp. UPG | LX SERIES | THJD42S43S4 | THJD42S43S4 |  | Split System HP | 40.5 |  | 12 | [7 empty] | 2010-10-06 | 2012-08-29 | United States, Canada | ES_42777_4.24824e+006_07022012153054_7569900
1793612 | York International Corp. UPG | LX SERIES | THJD42S43S4 | THJD42S43S4 |  | Split System HP | 42 |  | 12 | [7 empty] | 2010-10-06 | 2012-08-29 | United States, Canada | ES_42777_4.24825e+006_07022012153054_7570067
1793623 | York International Corp. UPG | LX SERIES | THJD42S43S4 | THJD42S43S4 |  | Split System HP | 42 |  | 12 | [7 empty] | 2010-10-06 | 2012-08-29 | United States, Canada | ES_42777_4.24825e+006_07022012153054_7571912
1793434 | York International Corp. UPG | LX SERIES | THJD42S44S4 | THJD42S44S4 |  | Split System HP | 40.5 |  | 12 | [7 empty] | 2010-10-06 | 2012-08-29 | United States, Canada | ES_42777_4.2482e+006_07022012153054_7540217
1793457 | York International Corp. UPG | LX SERIES | THJD42S44S4 | THJD42S44S4 |  | Split System HP | 42 |  | 12 | [7 empty] | 2010-10-06 | 2012-08-29 | United States, Canada | ES_42777_4.2482e+006_07022012153054_7544074
1793491 | York International Corp. UPG | LX SERIES | THJD42S44S4 | THJD42S44S4 |  | Split System HP | 40.5 |  | 12 | [7 empty] | 2010-10-06 | 2012-08-29 | United States, Canada | ES_42777_4.2482e+006_07022012153054_7549776
1793492 | York International Corp. UPG | LX SERIES | THJD42S44S4 | THJD42S44S4 |  | Split System HP | 42 |  | 12 | [7 empty] | 2010-10-06 | 2012-08-29 | United States, Canada | ES_42777_4.2482e+006_07022012153054_7549944
1793577 | York International Corp. UPG | LX SERIES | THJD42S44S4 | THJD42S44S4 |  | Split System HP | 40.5 |  | 12 | [7 empty] | 2010-10-06 | 2012-08-29 | United States, Canada | ES_42777_4.24825e+006_07022012153054_7564198
1793578 | York International Corp. UPG | LX SERIES | THJD42S44S4 | THJD42S44S4 |  | Split System HP | 40.5 |  | 12 | [7 empty] | 2010-10-06 | 2012-08-29 | United States, Canada | ES_42777_4.24825e+006_07022012153054_7564366
1793594 | York International Corp. UPG | LX SERIES | THJD42S44S4 | THJD42S44S4 |  | Split System HP | 42 |  | 12 | [7 empty] | 2010-10-06 | 2012-08-29 | United States, Canada | ES_42777_4.24825e+006_07022012153054_7567049
1793660 | York International Corp. UPG | LX SERIES | THJD42S44S4 | THJD42S44S4 |  | Split System HP | 42 |  | 12 | [7 empty] | 2010-10-06 | 2012-08-29 | United States, Canada | ES_42777_4.24825e+006_07022012153054_7578117
1793687 | York International Corp. UPG | LX SERIES | YHJD30S43S4 | YHJD30S43S4 |  | Split System HP | 30 |  | 12 | [7 empty] | 2010-10-06 | 2012-08-29 | United States, Canada | ES_42777_4.24812e+006_07022012153054_7582645
1793694 | York International Corp. UPG | LX SERIES | YHJD30S43S4 | YHJD30S43S4 |  | Split System HP | 30 |  | 12 | [7 empty] | 2010-10-06 | 2012-08-29 | United States, Canada | ES_42777_4.24813e+006_07022012153054_7583818
1793713 | York International Corp. UPG | LX SERIES | YHJD30S43S4 | YHJD30S43S4 |  | Split System HP | 30 |  | 12 | [7 empty] | 2010-10-06 | 2012-08-29 | United States, Canada | ES_42777_4.24812e+006_07022012153054_7587005
1793728 | York International Corp. UPG | LX SERIES | YHJD30S43S4 | YHJD30S43S4 |  | Split System HP | 30 |  | 12 | [7 empty] | 2010-10-06 | 2012-08-29 | United States, Canada | ES_42777_4.24812e+006_07022012153054_7589520
1793668 | York International Corp. UPG | LX SERIES | YHJD36S43S4 | YHJD36S43S4 |  | Split System HP | 36 |  | 12 | [7 empty] | 2010-10-06 | 2012-08-29 | United States, Canada | ES_42777_4.24813e+006_07022012153054_7579458
1793685 | York International Corp. UPG | LX SERIES | YHJD36S43S4 | YHJD36S43S4 |  | Split System HP | 36 |  | 12 | [7 empty] | 2010-10-06 | 2012-08-29 | United States, Canada | ES_42777_4.24813e+006_07022012153054_7582309
1793686 | York International Corp. UPG | LX SERIES | YHJD36S43S4 | YHJD36S43S4 |  | Split System HP | 36 |  | 12 | [7 empty] | 2010-10-06 | 2012-08-29 | United States, Canada | ES_42777_4.24813e+006_07022012153054_7582477
1793693 | York International Corp. UPG | LX SERIES | YHJD36S43S4 | YHJD36S43S4 |  | Split System HP | 36 |  | 12 | [7 empty] | 2010-10-06 | 2012-08-29 | United States, Canada | ES_42777_4.24813e+006_07022012153054_7583651
1793705 | York International Corp. UPG | LX SERIES | YHJD36S43S4 | YHJD36S43S4 |  | Split System HP | 36 |  | 12 | [7 empty] | 2010-10-06 | 2012-08-29 | United States, Canada | ES_42777_4.24813e+006_07022012153054_7585663
1793706 | York International Corp. UPG | LX SERIES | YHJD36S43S4 | YHJD36S43S4 |  | Split System HP | 36 |  | 12 | [7 empty] | 2010-10-06 | 2012-08-29 | United States, Canada | ES_42777_4.24813e+006_07022012153054_7585831
1793744 | York International Corp. UPG | LX SERIES | YHJD36S43S4 | YHJD36S43S4 |  | Split System HP | 36 |  | 12 | [7 empty] | 2010-10-06 | 2012-08-29 | United States, Canada | ES_42777_4.24813e+006_07022012153054_7592203
1793745 | York International Corp. UPG | LX SERIES | YHJD36S43S4 | YHJD36S43S4 |  | Split System HP | 36 |  | 12 | [7 empty] | 2010-10-06 | 2012-08-29 | United States, Canada | ES_42777_4.24813e+006_07022012153054_7592371
1793662 | York International Corp. UPG | LX SERIES | YHJD36S44S4 | YHJD36S44S4 |  | Split System HP | 36 |  | 12 | [7 empty] | 2010-10-06 | 2012-08-29 | United States, Canada | ES_42777_4.24815e+006_07022012153054_7578452
1793663 | York International Corp. UPG | LX SERIES | YHJD36S44S4 | YHJD36S44S4 |  | Split System HP | 36 |  | 12 | [7 empty] | 2010-10-06 | 2012-08-29 | United States, Canada | ES_42777_4.24815e+006_07022012153054_7578620
1793665 | York International Corp. UPG | LX SERIES | YHJD36S44S4 | YHJD36S44S4 |  | Split System HP | 36 |  | 12 | [7 empty] | 2010-10-06 | 2012-08-29 | United States, Canada | ES_42777_4.24814e+006_07022012153054_7578955
1793689 | York International Corp. UPG | LX SERIES | YHJD36S44S4 | YHJD36S44S4 |  | Split System HP | 36 |  | 12 | [7 empty] | 2010-10-06 | 2012-08-29 | United States, Canada | ES_42777_4.24815e+006_07022012153054_7582980
1793692 | York International Corp. UPG | LX SERIES | YHJD36S44S4 | YHJD36S44S4 |  | Split System HP | 36 |  | 12 | [7 empty] | 2010-10-06 | 2012-08-29 | United States, Canada | ES_42777_4.24814e+006_07022012153054_7583483
1793722 | York International Corp. UPG | LX SERIES | YHJD36S44S4 | YHJD36S44S4 |  | Split System HP | 36 |  | 12 | [7 empty] | 2010-10-06 | 2012-08-29 | United States, Canada | ES_42777_4.24815e+006_07022012153054_7588514
1793726 | York International Corp. UPG | LX SERIES | YHJD36S44S4 | YHJD36S44S4 |  | Split System HP | 36 |  | 12 | [7 empty] | 2010-10-06 | 2012-08-29 | United States, Canada | ES_42777_4.24814e+006_07022012153054_7589185
1793740 | York International Corp. UPG | LX SERIES | YHJD36S44S4 | YHJD36S44S4 |  | Split System HP | 36 |  | 12 | [7 empty] | 2010-10-06 | 2012-08-29 | United States, Canada | ES_42777_4.24815e+006_07022012153054_7591532
1793667 | York International Corp. UPG | LX SERIES | YHJD42S43S4 | YHJD42S43S4 |  | Split System HP | 40.5 |  | 12 | [7 empty] | 2010-10-06 | 2012-08-29 | United States, Canada | ES_42777_4.24814e+006_07022012153054_7579291
1793707 | York International Corp. UPG | LX SERIES | YHJD42S43S4 | YHJD42S43S4 |  | Split System HP | 40.5 |  | 12 | [7 empty] | 2010-10-06 | 2012-08-29 | United States, Canada | ES_42777_4.24814e+006_07022012153054_7585998
1793708 | York International Corp. UPG | LX SERIES | YHJD42S43S4 | YHJD42S43S4 |  | Split System HP | 42 |  | 12 | [7 empty] | 2010-10-06 | 2012-08-29 | United States, Canada | ES_42777_4.24814e+006_07022012153054_7586166
1793746 | York International Corp. UPG | LX SERIES | YHJD42S43S4 | YHJD42S43S4 |  | Split System HP | 42 |  | 12 | [7 empty] | 2010-10-06 | 2012-08-29 | United States, Canada | ES_42777_4.24814e+006_07022012153054_7592539
1793666 | York International Corp. UPG | LX SERIES | YHJD42S44S4 | YHJD42S44S4 |  | Split System HP | 40.5 |  | 12 | [7 empty] | 2010-10-06 | 2012-08-29 | United States, Canada | ES_42777_4.24815e+006_07022012153054_7579123
1793688 | York International Corp. UPG | LX SERIES | YHJD42S44S4 | YHJD42S44S4 |  | Split System HP | 42 |  | 12 | [7 empty] | 2010-10-06 | 2012-08-29 | United States, Canada | ES_42777_4.24816e+006_07022012153054_7582812
1793712 | York International Corp. UPG | LX SERIES | YHJD42S44S4 | YHJD42S44S4 |  | Split System HP | 42 |  | 12 | [7 empty] | 2010-10-06 | 2012-08-29 | United States, Canada | ES_42777_4.24816e+006_07022012153054_7586837
1793727 | York International Corp. UPG | LX SERIES | YHJD42S44S4 | YHJD42S44S4 |  | Split System HP | 40.5 |  | 12 | [7 empty] | 2010-10-06 | 2012-08-29 | United States, Canada | ES_42777_4.24816e+006_07022012153054_7589352