## Ceiling Fans QPL V3
Previously Certified ENERGY STAR Ceiling Fans - Version 3 Criteria
List Posted Prior to Version 4 Effective Date on June 15, 2018
PD_ID | ENERGY STAR Partner | Brand Name | Model Name | Model Number | Additional Model Information | Indoor/Outdoor | Product Type | Size (Diameters in Inches) | Airflow Efficiency (CFM/Watt) - Low | Airflow Efficiency (CFM/Watt) - Medium | Airflow Efficiency (CFM/Watt) - High | Ceiling Fan Efficiency (CFM/W) | Fan Power Consumption - Low | Fan Power Consumption - High | Fan Power Consumption-Standby (W) | Ceiling Fan Motor Warranty (Years) | Ceiling Fan Features | Ceiling Fan Components Warranty (Years) | Shipped with ENERGY STAR Lamp(s) Formula | ENERGY STAR Lamp PD_ID | ENERGY STAR Lamp Alternate PD_IDs | Lamp Manufacturer | Lamp Model Number | Lighting Technology | Light Output (lumens) | Total Input Power (Watts) | Efficiency- Measured Outside of Fixture Formula | Efficiency – Measured at the Source Formula | Power Factor | Appearance (CCT) | Color Quality (CRI) | Light Source Life (Hours) | Light Sources Per Light Kit Formula | ANSI-IEC Designated Lamp Base Type | Light Kit Dimmability Formula | Special Features (Dimming, Motion Sensing, etc.) | Light Kit Warranty | Connected Functionality | Connects Using Formula | Notes | Date Available on Market | Date Qualified | Markets | ENERGY STAR Model Identifier | Meets Most Efficient 2017 Criteria_V3
2239541 | Aeratron Pty Ltd | AERATRON | AE2-43* | AE2-43* | ,AE2-43B,; ,AE2-43D,; ,AE2-43L,; ,AE2-43S,; ,AE2-43W, |  | Ceiling Fan Only | 43 | 624 | 375 | 269 |  | 3.04 | 18.74 |  | 30 |  | 1 | No | [15 empty] | Yes | [5 empty] | 2015-05-08 | 2015-05-12 | United States, Australia, New Zealand, Taiwan, Canada | ES_1122596_AE2-43*_04212015111425_2950097 | No
2239543 | Aeratron Pty Ltd | AERATRON | AE2-50* | AE2-50* | ,AE2-50B,; ,AE2-50D,; ,AE2-50L,; ,AE2-50S,; ,AE2-50W, |  | Ceiling Fan Only | 50 | 608 | 616 | 383 |  | 2.22 | 14.73 |  | 30 |  | 1 | No | [15 empty] | Yes | [5 empty] | 2015-05-08 | 2015-05-13 | United States, Australia, New Zealand, Taiwan, Canada | ES_1122596_AE2-50*_04302015151855_1625177 | Yes
2239548 | Aeratron Pty Ltd | AERATRON | AE2-60* | AE2-60* | ,AE2-60B,; ,AE2-60D,; ,AE2-60L,; ,AE2-60S,; ,AE2-60W, |  | Ceiling Fan Only | 60 | 934 | 547 | 352 |  | 3.06 | 19.44 |  | 30 |  | 1 | No | [15 empty] | Yes | [5 empty] | 2015-05-08 | 2015-05-13 | United States, Australia, New Zealand, Taiwan, Canada | ES_1122596_AE2-60*_04302015154750_5592462 | Yes
2239542 | Aeratron Pty Ltd | AERATRON | AE3-43* | AE3-43* | ,AE3-43B,; ,AE3-43D,; ,AE3-43L,; ,AE3-43S,; ,AE3-43W, |  | Ceiling Fan Only | 43 | 697 | 423 | 268 |  | 2.97 | 18.93 |  | 30 |  | 1 | No | [15 empty] | Yes | [5 empty] | 2015-05-08 | 2015-05-12 | United States, Australia, New Zealand, Taiwan, Canada | ES_1122596_AE3-43*,AE3-43B_04212015153745_9992792 | No
2239135 | Aeratron Pty Ltd | AERATRON | AE3-43-LED-* | AE3-43-LED-* | ,AE3-43-LED-B,; ,AE3-43-LED-D,; ,AE3-43-LED-L,; ,AE3-43-LED-S,; ,AE3-43-LED-W, | Indoor Ceiling Fan | Ceiling Fan with Light Kit | 43 | 697 | 423 | 268 |  | 2.97 | 18.93 |  | 30 |  | 1 | No |  |  |  |  | LED | 360 | 6.5 |  | 55.38 | 0.97 | 3000K | 82 | 36000 |  |  | Yes | Non-Dimmable |  |  |  |  | 2015-05-08 | 2015-05-12 | United States, Australia, New Zealand, Taiwan, Canada | ES_1122596_AE3-43-LED-*_04302015151215_8930932 | No
2239549 | Aeratron Pty Ltd | AERATRON | AE3-60* | AE3-60* | ,AE3-60B,; ,AE3-60D,; ,AE3-60L,; ,AE3-60S,; ,AE3-60W, |  | Ceiling Fan Only | 60 | 1010 | 587 | 355 |  | 2.82 | 18.62 |  | 30 |  | 1 | No | [15 empty] | Yes | [5 empty] | 2015-05-08 | 2015-05-13 | United States, Australia, New Zealand, Taiwan, Canada | ES_1122596_AE3-60*_04302015155613_2079889 | Yes
2308453 | Bel Air Lighting, Trans Globe Lighting | TRANS GLOBE | F-1014-ES | F-1014-ES |  | Indoor Ceiling Fan | Ceiling Fan with Light Kit | 52 | 158 | 109 | 78 |  | 12.76 | 64.36 |  | 30 |  | 1 | No |  |  |  |  | LED | 828 | 18.7 | 44.28 |  | 0.71 | 2700K | 83 | 15000 |  |  | Yes | Continuous Dimming |  |  |  |  | 2017-12-25 | 2017-12-27 | United States | ES_1047435_F-1014-ES_12252017142831_5199243 | No
2250125 | Big Ass Fans | Haiku | H Series | B3213-X4-BC-04-03-D | H Series,B3213-X4-BW-04-03-D, B3213-X4-BCW-04-03-D, B3213-X4-B**-04-03-D, |  | Ceiling Fan Only | 84 | 1344 | 1158 | 893 |  | 3.0 | 8.7 |  | Lifetime |  | 1 | No | [15 empty] | Yes | [5 empty] | 2014-08-14 | 2015-10-07 | United States, Canada | ES_1113298_B3213-X4-BC-04-03-D_10132015035623_70048713 | Yes
2250126 | Big Ass Fans | Haiku | H Series | B3213-X4-BW-04-02-D | H Series,B3213-X4-BC-04-02-D, B3213-X4-BCW-04-02-D, B3213-X4-B**-04-02-D, |  | Ceiling Fan Only | 84 | 1068 | 1010 | 838 |  | 3.7 | 9.2 |  | Lifetime |  | 1 | No | [15 empty] | Yes | [5 empty] | 2014-08-14 | 2015-10-07 | United States, Canada | ES_1113298_B3213-X4-BW-04-02-D_10132015035623_70048713 | Yes
2229269 | Big Ass Fans | Haiku | H Series | S3127-A2-BW-04-02-C | H Series,S3127-A2-BC-04-02-C, S3127-A2-BCW-04-02-C, S3127-A2-B**-04-02-C, |  | Ceiling Fan Only | 52 | 730 | 499 | 410 |  | 3.4 | 13.0 |  | Lifetime |  | 1 | No | [15 empty] | Yes | [5 empty] | 2014-08-14 | 2014-12-11 | United States, Canada | ES_1113298_S3127-A2-BW-04-02-C_12152014034508_2787683 | Yes
2229270 | Big Ass Fans | Haiku | H Series | S3127-A2-BW-04-03-C | H Series,S3127-A2-BC-04-03-C, S3127-A2-BCW-04-03-C, S3127-A2-B**-04-03-C, |  | Ceiling Fan Only | 52 | 841 | 509 | 415 |  | 3.0 | 12.5 |  | Lifetime |  | 1 | No | [15 empty] | Yes | [5 empty] | 2014-08-14 | 2014-12-11 | United States, Canada | ES_1113298_S3127-A2-BW-04-03-C_12152014034508_2787683 | Yes
2224619 | Big Ass Fans | Haiku | H Series | S3127-S0-BW-04-02-C | H Series,S3127-S0-BC-04-02-C, S3127-S0-BCW-04-02-C, S3127-S0-B**-04-02-C, |  | Ceiling Fan Only | 52 | 728 | 502 | 416 |  | 3.5 | 12.4 |  | Lifetime |  | 1 | No | [15 empty] | Yes | [5 empty] | 2014-08-14 | 2014-10-22 | United States, Canada | ES_1113298_S3127-SO-BW-04-02-C_11112014040122_2767654 | Yes
2224620 | Big Ass Fans | Haiku | H Series | S3127-S0-BW-04-03-C | H Series,S3127-S0-BC-04-03-C, S3127-S0-BCW-04-03-C, S3127-S0-B**-04-03-C, |  | Ceiling Fan Only | 52 | 873 | 553 | 384 |  | 1.7 | 14.5 |  | Lifetime |  | 1 | No | [15 empty] | Yes | [5 empty] | 2014-08-14 | 2014-10-22 | United States, Canada | ES_1113298_S3127-SO-BW-04-03-C_11112014040122_2767654 | Yes
2229271 | Big Ass Fans | Haiku | H Series | S3127-X2-BW-04-02-C | H Series,S3127-X2-BC-04-02-C, S3127-X2-BCW-04-02-C, S3127-X2-B**-04-02-C, |  | Ceiling Fan Only | 52 | 738 | 716 | 411 |  | 3.4 | 13.0 |  | Lifetime |  | 1 | No | [15 empty] | Yes | [5 empty] | 2014-08-14 | 2014-12-11 | United States, Canada | ES_1113298_S3127-X2-BW-04-02-C_12152014034508_2787683 | Yes
2229272 | Big Ass Fans | Haiku | H Series | S3127-X2-BW-04-03-C | H Series,S3127-X2-BC-04-03-C, S3127-X2-BCW-04-03-C, S3127-X2-B**-04-03-C, |  | Ceiling Fan Only | 52 | 903 | 553 | 436 |  | 2.7 | 12.1 |  | Lifetime |  | 1 | No | [15 empty] | Yes | [5 empty] | 2014-08-14 | 2014-12-11 | United States, Canada | ES_1113298_S3127-X2-BW-04-03-C_12152014034508_2787683 | Yes
2271813 | Big Ass Fans | Haiku | H Series | S3150-A2-BW-04-02-C | H Series,S3150-A2-BC-04-02-C, S3150-A2-BCW-04-02-C, S3150-A2-B**-04-02-C, |  | Ceiling Fan Only | 60 | 700 | 595 | 388 |  | 2.95 | 13.73 |  | Lifetime |  | 1 | No | [15 empty] | Yes | [5 empty] | 2014-08-14 | 2016-06-21 | United States, Canada | ES_1113298_S3150-A2-BW-04-02-C_07062016020505_70077879 | Yes
2229124 | Big Ass Fans | Haiku | H Series | S3150-A2-BW-04-03-C | H Series,S3150-A2-BC-04-03-C, S3150-A2-BCW-04-03-C, S3150-A2-B**-04-03-C, |  | Ceiling Fan Only | 60 | 938 | 708 | 504 |  | 3.01 | 10.02 |  | Lifetime |  | 1 | No | [15 empty] | Yes | [5 empty] | 2014-08-14 | 2014-11-10 | United States, Canada | ES_1113298_S3150-A2-BW-04-03-C_12102014081004_8888888 | Yes
2271814 | Big Ass Fans | Haiku | H Series | S3150-S0-BW-04-02-C | H Series,S3150-S0-BC-04-02-C, S3150-S0-BCW-04-02-C, S3150-S0-B**-04-02-C, |  | Ceiling Fan Only | 60 | 854 | 635 | 395 |  | 2.52 | 13.83 |  | Lifetime |  | 1 | No | [15 empty] | Yes | [5 empty] | 2014-08-14 | 2016-06-21 | United States, Canada | ES_1113298_S3150-S0-BW-04-02-C_07062016020505_70077879 | Yes
2229125 | Big Ass Fans | Haiku | H Series | S3150-S0-BW-04-03-C | H Series,S3150-S0-BC-04-03-C, S3150-S0-BCW-04-03-C, S3150-S0-B**-04-03-C, |  | Ceiling Fan Only | 60 | 923 | 674 | 398 |  | 2.41 | 14.28 |  | Lifetime |  | 1 | No | [15 empty] | Yes | [5 empty] | 2014-08-14 | 2014-11-10 | United States, Canada | ES_1113298_S3150-S0-BW-04-03-C_12102014081004_8888888 | Yes
2218647 | Big Ass Fans | Haiku | H Series | S3150-X2-BC-04-03-C | H Series,S3150-X2-BW-04-03-C, S3150-X2-BCW-04-03-C, S3150-X2-B**-04-03-C, |  | Ceiling Fan Only | 60 | 1016 | 942 | 517 |  | 2.46 | 10.92 |  | Lifetime |  | 1 | No | [15 empty] | Yes | [5 empty] | 2014-08-14 | 2014-08-22 | United States, Canada | ES_1113298_S3150-X2-BC_09042014123633_2750239 | Yes
2271815 | Big Ass Fans | Haiku | H Series | S3150-X2-BW-04-02-C | H Series,S3150-X2-BC-04-02-C, S3150-X2-BCW-04-02-C, S3150-X2-B**-04-02-C, |  | Ceiling Fan Only | 60 | 776 | 608 | 364 |  | 2.89 | 15.14 |  | Lifetime |  | 1 | No | [15 empty] | Yes | [5 empty] | 2014-08-14 | 2016-06-21 | United States, Canada | ES_1113298_S3150-X2-BW-04-02-C_07062016020505_70077879 | Yes
2229264 | Big Ass Fans | Haiku | I Series | K3127-A2-PB-04-02-C | I Series,K3127-A2-PW-04-02-C, |  | Ceiling Fan Only | 52 | 746 | 658 | 430 |  | 4.0 | 12.5 |  | Lifetime |  | 1 | No | [15 empty] | Yes | [5 empty] | 2014-08-14 | 2014-12-11 | United States, Canada | ES_1113298_K3127-A2-PB-04-02-C_12152014034508_2787683 | Yes
2229265 | Big Ass Fans | Haiku | I Series | K3127-A2-PB-04-03-C | I Series,K3127-A2-PW-04-03-C, |  | Ceiling Fan Only | 52 | 859 | 746 | 441 |  | 3.4 | 11.8 |  | Lifetime |  | 1 | No | [15 empty] | Yes | [5 empty] | 2014-08-14 | 2014-12-11 | United States, Canada | ES_1113298_K3127-A2-PB-04-03-C_12152014034508_2787683 | Yes
2224618 | Big Ass Fans | Haiku | I Series | K3127-S0-PB-04-02-C | I Series,K3127-S0-PW-04-02-C, |  | Ceiling Fan Only | 52 | 699 | 640 | 438 |  | 4.2 | 11.6 |  | Lifetime |  | 1 | No | [15 empty] | Yes | [5 empty] | 2014-08-14 | 2014-10-22 | United States, Canada | ES_1113298_K3127-SO-PB-04-02-C_11112014040122_2767654 | Yes
2229273 | Big Ass Fans | Haiku | I Series | K3127-S0-PB-04-03-C | I Series,K3127-S0-PW-04-03-C, |  | Ceiling Fan Only | 52 | 947 | 717 | 439 |  | 1.9 | 12.0 |  | Lifetime |  | 1 | No | [15 empty] | Yes | [5 empty] | 2014-08-14 | 2014-12-11 | United States, Canada | ES_1113298_K3127-SO-PB-04-03-C_12152014034508_2787683 | Yes
2229266 | Big Ass Fans | Haiku | I Series | K3127-X2-PB-04-02-C | I Series,K3127-X2-PW-04-02-C, |  | Ceiling Fan Only | 52 | 710 | 763 | 432 |  | 2.4 | 12.3 |  | Lifetime |  | 1 | No | [15 empty] | Yes | [5 empty] | 2014-08-14 | 2014-12-11 | United States, Canada | ES_1113298_K3127-X2-PB-04-02-C_12152014034508_2787683 | Yes
2229267 | Big Ass Fans | Haiku | I Series | K3127-X2-PB-04-03-C | I Series,K3127-X2-PW-04-03-C, |  | Ceiling Fan Only | 52 | 887 | 738 | 440 |  | 1.9 | 11.6 |  | Lifetime |  | 1 | No | [15 empty] | Yes | [5 empty] | 2014-08-14 | 2014-12-11 | United States, Canada | ES_1113298_K3127-X2-PB-04-03-C_12152014034508_2787683 | Yes
2229122 | Big Ass Fans | Haiku | I Series | K3150-A2-PB-04-03-C | I Series,K3150-A2-PW-04-03-C, |  | Ceiling Fan Only | 60 | 960 | 1099 | 688 |  | 1.5 | 7.77 |  | Lifetime |  | 1 | No | [15 empty] | Yes | [5 empty] | 2014-08-14 | 2014-11-10 | United States, Canada | ES_1113298_K3150-A2-PB-04-03-C_12102014081004_8888888 | Yes
2271805 | Big Ass Fans | Haiku | I Series | K3150-A2-PW-04-02-C | I Series,K3150-A2-PB-04-02-C, |  | Ceiling Fan Only | 60 | 779 | 719 | 389 |  | 3.56 | 16.21 |  | Lifetime |  | 1 | No | [15 empty] | Yes | [5 empty] | 2014-08-14 | 2016-06-21 | United States, Canada | ES_1113298_K3150-A2-PW-04-02-C_07062016020505_70077879 | Yes
2229123 | Big Ass Fans | Haiku | I Series | K3150-S0-PB-04-03-C | I Series,K3150-S0-PW-04-03-C, |  | Ceiling Fan Only | 60 | 1009 | 1074 | 647 |  | 1.39 | 7.95 |  | Lifetime |  | 1 | No | [15 empty] | Yes | [5 empty] | 2014-08-14 | 2014-11-10 | United States, Canada | ES_1113298_K3150-S0-PB-04-03-C_12102014081004_8888888 | Yes
2271806 | Big Ass Fans | Haiku | I Series | K3150-S0-PW-04-02-C | I Series,K3150-S0-PB-04-02-C, |  | Ceiling Fan Only | 60 | 983 | 857 | 406 |  | 2.91 | 15.74 |  | Lifetime |  | 1 | No | [15 empty] | Yes | [5 empty] | 2014-08-14 | 2016-06-21 | United States, Canada | ES_1113298_K3150-S0-PW-04-02-C_07062016020505_70077879 | Yes
2271809 | Big Ass Fans | Haiku | I Series | K3150-X2-PW-04-02-C | I Series,K3150-X2-PB-04-02-C, |  | Ceiling Fan Only | 60 | 883 | 784 | 389 |  | 3.22 | 15.4 |  | Lifetime |  | 1 | No | [15 empty] | Yes | [5 empty] | 2014-08-14 | 2016-06-21 | United States, Canada | ES_1113298_K3150-X2-PW-04-02-C_07062016020505_70077879 | Yes
2218648 | Big Ass Fans | Haiku | I Series | K3150-X2-PW-04-03-C | I Series,K3150-X2-PB-04-03-C, |  | Ceiling Fan Only | 60 | 1124 | 1019 | 711 |  | 2.66 | 7.41 |  | Lifetime |  | 1 | No | [15 empty] | Yes | [5 empty] | 2014-08-14 | 2014-08-22 | United States, Canada | ES_1113298_K3150-X2-PW_09042014123633_2750239 | Yes
2257227 | Big Ass Fans | Haiku | L Series | L3127-X5-PW-00-00-E | Haiku,L3127-X5-PB-00-00-E, L3127-X5-PW-00-02-E, L3127-X5-PB-00-02-E, FR127C-U1E00-3L02-05259-259P200, FR127C-U1E00-3L02-05258-258P200, | Indoor Ceiling Fan | Ceiling Fan with Light Kit | 52 | 650 | 438 | 295 |  | 3.5 | 17.7 |  | Lifetime |  | 1 | No |  |  |  |  | LED | 2000 | 20 | 100 |  | 0.84 | 2700K | 82 | 60000 |  |  | Yes | Continuous Dimming |  |  |  |  | 2016-01-15 | 2016-01-07 | United States, Canada | ES_1113298_L3127-X5-PW-00-00-E_01182016041013_70054216 | No
2250124 | Big Ass Fans | Haiku | Luxe Series | B3213-X4-AB-04-03-D-F421 | Luxe Series,B3213-X4-AW-04-03-D, B3213-X4-AB-04-03-D, B3213-X4-AY-04-03-D, B3213-X4-A*-04-03-D-F, |  | Ceiling Fan Only | 84 | 1525 | 1192 | 869 |  | 3.1 | 10.9 |  | Lifetime |  | 1 | No | [15 empty] | Yes | [5 empty] | 2014-08-14 | 2015-10-07 | United States, Canada | ES_1113298_B3213-X4-AB-04-03-D-F421_10132015035623_70048713 | Yes
2250123 | Big Ass Fans | Haiku | Luxe Series | B3213-X4-AY-04-02-D | Luxe Series,B3213-X4-AW-04-02-D, B3213-X4-AB-04-02-D, B3213-X4-A*-04-02-D-F, |  | Ceiling Fan Only | 84 | 1044 | 901 | 728 |  | 4.2 | 12.5 |  | Lifetime |  | 1 | No | [15 empty] | Yes | [5 empty] | 2014-08-14 | 2015-10-07 | United States, Canada | ES_1113298_B3213-X4-AY-04-02-D_10132015035623_70048713 | Yes
2245584 | Big Ass Fans | Haiku | Luxe Series | S3127-A2-AB-04-02-C-F421 | Luxe Series,S3127-A2-AW-04-02-C-F421, S3127-A2-A*-04-02-C-F, |  | Ceiling Fan Only | 52 | 700 | 590 | 413 |  | 3.2 | 12.9 |  | Lifetime |  | 1 | No | [15 empty] | Yes | [5 empty] | 2014-08-14 | 2015-07-24 | United States, Canada | ES_0000000_S3127-A2-AB-04-02-C-F421_08132015065950_70035905 | Yes
2245585 | Big Ass Fans | Haiku | Luxe Series | S3127-A2-AB-04-03-C-F421 | Luxe Series,S3127-A2-AW-04-03-C-F421, S3127-A2-A*-04-03-C-F, |  | Ceiling Fan Only | 52 | 868 | 554 | 402 |  | 2.7 | 13.3 |  | Lifetime |  | 1 | No | [15 empty] | Yes | [5 empty] | 2014-08-14 | 2015-07-24 | United States, Canada | ES_0000000_S3127-A2-AB-04-03-C-F421_08132015065950_70035905 | Yes
2252364 | Big Ass Fans | Haiku | Luxe Series | S3127-S0-AB-04-02-C-F421 | Luxe Series,S3127-S0-AW-04-02-C-F421, S3127-S0-A*-04-02-C-F, |  | Ceiling Fan Only | 52 | 695 | 556 | 360 |  | 3.3 | 14.8 |  | Lifetime |  | 1 | No | [15 empty] | Yes | [5 empty] | 2014-08-14 | 2015-11-02 | United States, Canada | ES_1113298_S3127-SO-AB-04-02-C-F421_11112015022936_70051404 | Yes
2245586 | Big Ass Fans | Haiku | Luxe Series | S3127-S0-AB-04-03-C-F421 | Luxe Series,S3127-S0-AW-04-03-C-F421, S3127-S0-A*-04-03-C-F, |  | Ceiling Fan Only | 52 | 849 | 567 | 407 |  | 2.7 | 13.0 |  | Lifetime |  | 1 | No | [15 empty] | Yes | [5 empty] | 2014-08-14 | 2015-07-24 | United States, Canada | ES_0000000_S3127-S0-AB-04-03-C-F421_08132015065950_70035905 | Yes
2252363 | Big Ass Fans | Haiku | Luxe Series | S3127-X2-AB-04-02-C-F421 | Luxe Series,S3127-X2-AW-04-02-C-F421, S3127-X2-A*-04-02-C-F, |  | Ceiling Fan Only | 52 | 691 | 538 | 365 |  | 3.4 | 14.9 |  | Lifetime |  | 1 | No | [15 empty] | Yes | [5 empty] | 2014-08-14 | 2015-11-02 | United States, Canada | ES_1113298_S3127-X2-AB-04-02-C-F421_11112015022936_70051404 | Yes
2245592 | Big Ass Fans | Haiku | Luxe Series | S3150-A2-AB-04-02-C-F421 | Luxe Series,S3150-A2-AW-04-02-C-F421, S3150-A2-A*-04-02-C-F, |  | Ceiling Fan Only | 60 | 815 | 780 | 434 |  | 3.3 | 14.0 |  | Lifetime |  | 1 | No | [15 empty] | Yes | [5 empty] | 2014-08-14 | 2015-07-24 | United States, Canada | ES_0000000_S3150-A2-AB-04-02-C-F421_08132015065950_70035905 | Yes
2245591 | Big Ass Fans | Haiku | Luxe Series | S3150-A2-AB-04-03-C-F421 | Luxe Series,S3150-A2-AW-04-03-C-F421, S3150-A2-A*-04-03-C-F, |  | Ceiling Fan Only | 60 | 1024 | 923 | 456 |  | 2.6 | 13.4 |  | Lifetime |  | 1 | No | [15 empty] | Yes | [5 empty] | 2014-08-14 | 2015-07-24 | United States, Canada | ES_0000000_S3150-A2-AB-04-03-C-F421_08132015065950_70035905 | Yes
2245587 | Big Ass Fans | Haiku | Luxe Series | S3150-S0-AB-04-02-C-F421 | Luxe Series,S3150-S0-AW-04-02-C-F421, S3150-S0-A*-04-02-C-F, |  | Ceiling Fan Only | 60 | 727 | 565 | 392 |  | 3.2 | 13.9 |  | Lifetime |  | 1 | No | [15 empty] | Yes | [5 empty] | 2014-08-14 | 2015-07-24 | United States, Canada | ES_0000000_S3150-S0-AB-04-02-C-F421_08132015065950_70035905 | Yes
2245588 | Big Ass Fans | Haiku | Luxe Series | S3150-S0-AB-04-03-C-F421 | Luxe Series,S3150-S0-AW-04-03-C-F421, S3150-S0-A*-04-03-C-F, |  | Ceiling Fan Only | 60 | 958 | 879 | 467 |  | 2.7 | 13.1 |  | Lifetime |  | 1 | No | [15 empty] | Yes | [5 empty] | 2014-08-14 | 2015-07-24 | United States, Canada | ES_0000000_S3150-S0-AB-04-03-C-F421_08132015065950_70035905 | Yes
2245589 | Big Ass Fans | Haiku | Luxe Series | S3150-X2-AB-04-02-C-F421 | Luxe Series,S3150-X2-AW-04-02-C-F421, S3150-X2-A*-04-02-C-F, |  | Ceiling Fan Only | 60 | 841 | 811 | 434 |  | 3.2 | 14.1 |  | Lifetime |  | 1 | No | [15 empty] | Yes | [5 empty] | 2014-08-14 | 2015-07-24 | United States, Canada | ES_0000000_S3150-X2-AB-04-02-C-F421_08132015065950_70035905 | Yes
2245590 | Big Ass Fans | Haiku | Luxe Series | S3150-X2-AB-04-03-C-F421 | Luxe Series,S3150-X2-AW-04-03-C-F421, S3150-X2-A*-04-03-C-F, |  | Ceiling Fan Only | 60 | 1010 | 919 | 451 |  | 2.7 | 13.8 |  | Lifetime |  | 1 | No | [15 empty] | Yes | [5 empty] | 2014-08-14 | 2015-07-24 | United States, Canada | ES_0000000_S3150-X2-AB-04-03-C-F421_08132015065950_70035905 | Yes
2177594 | Canarm Ltd. | Canarm | ARBOUR | CF52ARB5BPT-ES |  | Indoor Ceiling Fan | Ceiling Fan with Light Kit | 52 | 209 | 126 | 91 |  | 13.3 | 60.7 |  | 30 |  | 1 | No |  |  |  |  | Fluorescent | 900 | 12.9 |  | 69.77 | 0.55 | 3000K | 82 | 10000 |  |  | Yes | Non-Dimmable |  |  |  |  | 2012-08-15 | 2012-07-13 | United States, Canada | ES_1105798_CANARM LTD (344923) ¦ CF52ARB5BPT-ES_04152013143326_6406130 | No
2297905 | Davis Lighting, LLC | Davis Lighting, LLC | 1052 | 1052 |  |  | Ceiling Fan Only | 52 | 228 | 156 | 107 |  | 13.33 | 56.61 |  | 30 |  | 1 | No | [15 empty] | Yes | [5 empty] | 2017-05-26 | 2017-06-20 | United States, Canada | ES_1139363_1052_06202017072703_3623857 | No
2311022 | Emerson Electric Company | Emerson | 54” Midway ECO LED | CF955L |  | Indoor Ceiling Fan | Ceiling Fan with Light Kit | 54 | 754 | 548 | 360 |  | 2.85 | 21.3 |  | 30 |  | 1 | No |  |  |  |  | LED | 2187 | 30 |  | 72.9 | 0.96 | 3000K | 91 | 48000 |  |  | Yes | Continuous Dimming |  |  |  |  | 2018-03-15 | 2018-02-26 | United States, Canada | ES_21839_CF955L_02262018094432_8272004 | Yes
2235104 | Emerson Electric Company | Emerson | Uni-Pack Carrera 60" | CF784 |  |  | Ceiling Fan Only | 60 | 211 | 135 | 88 |  | 13.4 | 78.0 |  | 30 |  | 1 | No | [15 empty] | Yes | [5 empty] | 2015-05-22 | 2015-03-25 | United States, Canada | ES_21839_CF784_03252015094215_6535386 | No
2022715 | Emerson Electric Company | Emerson Electric | Avant Eco | CF921CK01 | Avant Eco,CF921BS01,; Avant Eco,CF921ORB01,; Avant Eco,CF921VNB01, |  | Ceiling Fan Only | 60 | 686 | 416 | 257 |  | 4.06 | 31.09 |  | Lifetime |  | 1 | No | [15 empty] | Yes | [5 empty] | 2012-09-01 | 2012-10-04 | United States, Canada | ES_21839_CF921CK01_09282012132122_8771020 | No
2022718 | Emerson Electric Company | Emerson Electric | Builder | CF700ORB08 | Builder,CF700BS08,; Builder,CF700WW08, |  | Ceiling Fan Only | 52 | 203 | 127 | 81 |  | 10.23 | 64.76 |  | Lifetime |  | 1 | No | [15 empty] | Yes | [5 empty] | 2012-09-01 | 2012-08-16 | United States, Canada | ES_21839_CF700ORB08_09282012134117_7402459 | No
2022713 | Emerson Electric Company | Emerson Electric | Carrera Grande Eco | CF788AP00 | Carrera Grande Eco,CF788GBZ00,; Carrera Grande Eco,CF788ORB00, |  | Ceiling Fan Only | 60 | 719 | 460 | 265 |  | 4.13 | 29.88 |  | Lifetime |  | 1 | No | [15 empty] | Yes | [5 empty] | 2012-09-01 | 2012-09-07 | United States, Canada | ES_21839_CF788AP00_09282012115738_4034997 | No
2022719 | Emerson Electric Company | Emerson Electric | Designer | CF755ORB06 | Designer,CF755AB06,; Designer,CF755BS06,; Designer,CF755VNB06, |  | Ceiling Fan Only | 52 | 195 | 125 | 84 |  | 9.51 | 69.41 |  | Lifetime |  | 1 | No | [15 empty] | Yes | [5 empty] | 2012-09-01 | 2012-10-04 | United States, Canada | ES_21839_CF755ORB06_09282012134839_6385919 | No
2022716 | Emerson Electric Company | Emerson Electric | Loft | CF765BS | Loft,CF765BQ,; Loft,CF765WW, |  | Ceiling Fan Only | 60 | 217 | 147 | 93 |  | 13.65 | 81.69 |  | Lifetime |  | 1 | No | [15 empty] | Yes | [5 empty] | 2012-09-01 | 2012-10-04 | United States, Canada | ES_21839_CF765BS_09282012132830_2831231 | No
2022714 | Emerson Electric Company | Emerson Electric | Midway ECO | CF955WW03 | Midway ECO,CF955BS03,; Midway ECO,CF955ORB03, |  | Ceiling Fan Only | 54 | 561 | 475 | 336 |  | 3 | 18.09 |  | Lifetime |  | 1 | No | [15 empty] | Yes | [5 empty] | 2012-09-01 | 2012-10-04 | United States, Canada | ES_21839_CF955WW03_09282012131258_3220331 | Yes
2254351 | Emerson Electric Company | Emerson Electric | Midway ECO | CF955WW03 | Midway ECO,CF955BS03,; Midway ECO,CF955ORB03, | Indoor Ceiling Fan | Ceiling Fan with Light Kit | 54 | 561 | 475 | 336 |  | 3 | 18.09 |  | Lifetime |  | 1 | No |  |  |  |  | Fluorescent | 2700 | 52 |  | 51.92 | 0.55 | 2700K | 82 | 10000 |  |  | Yes | Non-Dimmable |  |  |  |  | 2012-09-01 | 2012-07-24 | United States, Canada | ES_21839_CF955WW03_09282012131258_3220331 | Yes
2254378 | Emerson Electric Company | Emerson Electric | Pro Series ES | CF713*** |  | Indoor Ceiling Fan | Ceiling Fan with Light Kit | 50 | 191 | 121 | 77 |  | 9.72 | 65.27 |  | Lifetime |  | 1 | No |  |  |  |  | LED | 2400 | 28.5 |  | 84.21 | 0.9 | 3000K | 83 | 15000 |  |  | Yes | Continuous Dimming |  |  |  |  | 2012-09-01 | 2012-07-24 | United States, Canada | ES_21839_CF713ORB00_09282012133445_9082300 | No
2022717 | Emerson Electric Company | Emerson Electric | Pro Series ES | CF713ORB00 | Pro Series ES,CF713BS00,; Pro Series ES,CF713WW00, |  | Ceiling Fan Only | 50 | 191 | 121 | 77 |  | 9.72 | 65.27 |  | Lifetime |  | 1 | No | [15 empty] | Yes | [5 empty] | 2012-09-01 | 2012-07-24 | United States, Canada | ES_21839_CF713ORB00_09282012133445_9082300 | No
2022694 | Emerson Electric Company | Prima | CF901BS00, CF901CK00, CF901GES00, CF901ORB00 & CF901VNB00 | CF901BS00, CF901CK00, CF901GES00, CF901ORB00 & CF901VNB00 |  |  | Ceiling Fan Only | 52 | 155 | 100 | 75 |  | 11.1 | 59.1 |  | Lifetime |  | 1 | No | [15 empty] | Yes | [5 empty] | 2012-02-06 | 2012-10-04 | United States, Canada | ES_21839_CF901BS00, CF901CK00, CF901GES00, CF901ORB00 & CF901VNB00_09282012094100_7891961 | No
2285523 | Fanimation Inc. | Fanimation | Air Deluxe 52 | FP6284** |  |  | Ceiling Fan Only | 52 | 193 | 139 | 97 |  | 10.9 | 54.2 |  | 30 |  | 1 | No | [15 empty] | Yes | [5 empty] | 2016-02-01 | 2016-12-06 | United States | ES_1040003_FP6284**_12062016074547_0347892 | No
2285739 | Fanimation Inc. | Fanimation | Air Deluxe 52 | FP6285** |  | Indoor Ceiling Fan | Ceiling Fan with Light Kit | 52 | 189 | 138 | 97 |  | 10.9 | 54.2 |  | 30 |  | 1 | No |  |  |  |  | Fluorescent | 2700 | 39 |  | 69.23 | 0.62 | 2700K | 82 | 10000 |  |  | Yes | Non-Dimmable |  |  |  |  | 2016-02-01 | 2016-12-09 | United States | ES_1040003_FP6285**_12092016055221_2741233 | No
2299091 | Fanimation Inc. | Fanimation | Air Deluxe 52 | FP6285** |  | Indoor Ceiling Fan | Ceiling Fan with Light Kit | 52 | 189 | 138 | 97 |  | 10.9 | 54.2 |  | 30 |  | 1 | No | 2280468 |  |  |  | LED | 1600 | 20 |  | 80 | 0.95 | 3000K | 94 | 25000 |  |  | Yes | Non-Dimmable |  |  |  |  | 2017-06-01 | 2017-07-06 | United States | ES_1040003_FP6285**_07062017070933_4973998 | No
2239346 | Fanimation Inc. | Fanimation | Ascension fan | FP6717XX |  |  | Ceiling Fan Only | 54 | 280 | 181 | 127 |  | 9.1 | 52.5 |  | 30 |  | 1 | No | [15 empty] | Yes | [5 empty] | 2015-09-01 | 2015-05-13 | United States | ES_1040003_FP6717XX_05142015105515_0915408 | No
2286341 | Fanimation Inc. | Fanimation | Celano V2 | FP8062** |  | Indoor Ceiling Fan | Ceiling Fan with Light Kit | 52 | 203 | 139 | 93 |  | 9.35 | 60.4 |  | 30 |  | 1 | No |  |  |  |  | LED | 1390 | 18 |  | 77.22 | 1 | 3000K | 81 | 36000 |  |  | Yes | Continuous Dimming |  |  |  |  | 2016-05-01 | 2016-12-16 | United States | ES_1040003_FP8062**_12162016095001_1801559 | No
2290657 | Fanimation Inc. | Fanimation | Levon Custom | MAD7912** |  |  | Ceiling Fan Only | 63 | 1156 | 423 | 226 |  | 2.6 | 34.0 |  | 30 |  | 1 | No | [15 empty] | Yes | [5 empty] | 2016-03-01 | 2017-02-13 | United States | ES_1040003_MAD7912**_02152017053147_6707696 | No
2290390 | Fanimation Inc. | Fanimation | Levon DC | FPD7916** |  | Indoor Ceiling Fan | Ceiling Fan with Light Kit | 63 | 1101 | 425 | 230 |  | 2.8 | 34.0 |  | 30 |  | 1 | No |  |  |  |  | LED | 1280 | 18 |  | 71.11 | 1 | 3000K | 80 | 50000 |  |  | Yes | Continuous Dimming |  |  |  |  | 2016-03-01 | 2017-02-09 | United States | ES_1040003_FPD7916**_02102017020821_2501362 | No
2210365 | Fanimation Inc. | Fanimation | MAD3252 | MAD3252 |  |  | Ceiling Fan Only | 80 | 1015 | 688 | 318 |  | 2.53 | 31.7 |  | Lifetime |  | 1 | No | [15 empty] | Yes | [5 empty] | 2014-05-07 | 2014-05-14 | United States | ES_1040003_MAD3252_05092014094906_1256372 | Yes
2284880 | Fanimation Inc. | Fanimation | myFanimation Distinction | A1** |  | Indoor Ceiling Fan | Ceiling Fan with Light Kit | 54 | 186 | 117 | 83 |  | 9.1 | 75.0 |  | 30 |  | 1 | No |  |  |  |  | LED | 1470 | 16 |  | 91.88 | 0.82 | 3000K | 80 | 36000 |  |  | Yes | Continuous Dimming |  |  |  |  | 2016-06-01 | 2016-11-29 | United States | ES_1040003_A1**_11292016061831_0311319 | No
2284881 | Fanimation Inc. | Fanimation | myFanimation Distinction | C1** |  |  | Ceiling Fan Only | 72 | 179 | 130 | 94 |  | 12.0 | 72.8 |  | 30 |  | 1 | No | [15 empty] | Yes | [5 empty] | 2016-06-01 | 2016-11-29 | United States | ES_1040003_C1**_11292016071927_3967089 | No
2284983 | Fanimation Inc. | Fanimation | myFanimation Distinction | D1** |  |  | Ceiling Fan Only | 72 | 1036 | 504 | 249 |  | 3.7 | 30.8 |  | 30 |  | 1 | No | [15 empty] | Yes | [5 empty] | 2016-06-01 | 2016-11-30 | United States | ES_1040003_D1**_11302016081719_3839505 | No
2290658 | Fanimation Inc. | Fanimation | ODYN | FPD8149** |  | Outdoor Ceiling Fan | Ceiling Fan with Light Kit | 84 | 1009 | 516 | 348 |  | 5.5 | 32.2 |  | 30 |  | 1 | No |  |  |  |  | LED | 1140 | 18 |  | 63.33 | 1 | 3000K | 81 | 35000 |  |  | Yes | Continuous Dimming |  |  |  |  | 2015-12-01 | 2017-02-14 | United States | ES_1040003_FPD8149**_02152017072809_3689591 | Yes
2310996 | Fanimation Inc. | Fanimation | Odyn 84 | FPD8159** |  | Outdoor Ceiling Fan | Ceiling Fan with Light Kit | 84 | 1707 | 835 | 322 |  | 3.47 | 40.75 |  | 30 |  | 1 | No |  |  |  |  | LED | 1256 | 18 |  | 69.78 | 0.98 | 3000K | 92 | 36000 |  |  | Yes | Continuous Dimming |  |  |  |  | 2018-02-28 | 2018-02-26 | United States | ES_1040003_FPD8159**_02262018073200_0320440 | Yes
2310995 | Fanimation Inc. | Fanimation | Odyn Custom | MAD8152** |  | Outdoor Ceiling Fan | Ceiling Fan with Light Kit | 72 | 1674 | 772 | 289 |  | 2.57 | 37.14 |  | 30 |  | 1 | No |  |  |  |  | LED | 1256 | 18 |  | 69.78 | 0.98 | 3000K | 92 | 36000 |  |  | Yes | Continuous Dimming |  |  |  |  | 2018-02-28 | 2018-02-26 | United States | ES_1040003_MAD8152**_02262018072735_0055715 | No
2285303 | Fanimation Inc. | Fanimation | Palma | FP6258** |  | Indoor Ceiling Fan | Ceiling Fan with Light Kit | 56 | 186 | 129 | 86 |  | 10.7 | 75.6 |  | 30 |  | 1 | No |  |  |  |  | LED | 1270 | 18 | 70.56 |  | 0.98 | 3000K | 83 | 36000 |  |  | Yes | Continuous Dimming |  |  |  |  | 2017-03-01 | 2016-11-24 | United States | ES_1040003_FP6258**_12052016060017_7617713 | No
2286940 | Fanimation Inc. | Fanimation | Pickett | FP7996** |  | Indoor Ceiling Fan | Ceiling Fan with Light Kit | 52 | 198 | 130 | 95 |  | 12.0 | 66.1 |  | 30 |  | 1 | No |  |  |  |  | LED | 1435 | 18 |  | 79.72 | 0.98 | 3000K | 81 | 36000 |  |  | Yes | Continuous Dimming |  |  |  |  | 2017-03-01 | 2016-12-23 | United States | ES_1040003_FP7996**_12232016055652_2612232 | No
2290876 | Fanimation Inc. | Fanimation | Spitfire | MA6721** |  | Indoor Ceiling Fan | Ceiling Fan with Light Kit | 60 | 175 | 128 | 108 |  | 13.9 | 61.3 |  | 30 |  | 1 | No |  |  |  |  | LED | 1300 | 18 |  | 72.22 | 1 | 3000K | 81 | 35000 |  |  | Yes | Continuous Dimming |  |  |  |  | 2016-01-01 | 2017-02-15 | United States | ES_1040003_MA6721**_02172017032303_1783291 | No
2298749 | Fanimation Inc. | Fanimation | Stellar | MAD7993** |  | Outdoor Ceiling Fan | Ceiling Fan with Light Kit | 84 | 1664 | 740 | 316 |  | 3.09 | 42.4 |  | 30 |  | 1 | No |  |  |  |  | LED | 1320 | 18 |  | 73.33 | 0.97 | 3000K | 93 | 36000 |  |  | Yes | Continuous Dimming |  |  |  |  | 2017-08-15 | 2017-06-29 | United States | ES_1040003_MAD7993**_06302017022525_9525354 | Yes
2310993 | Fanimation Inc. | Fanimation | Stellar Custom (72 in) | MAD7997** |  | Outdoor Ceiling Fan | Ceiling Fan with Light Kit | 72 | 1453 | 849 | 337 |  | 2.86 | 35.87 |  | 30 |  | 1 | No |  |  |  |  | LED | 1290 | 18 |  | 71.67 | 0.97 | 3000K | 93 | 36000 |  |  | Yes | Continuous Dimming |  |  |  |  | 2018-02-28 | 2018-02-26 | United States | ES_1040003_MAD7997**_02262018071323_9203065 | Yes
2310994 | Fanimation Inc. | Fanimation | Stellar Custom (84 in) | MAD7997** |  | Outdoor Ceiling Fan | Ceiling Fan with Light Kit | 84 | 1669 | 960 | 386 |  | 3.41 | 34.18 |  | 30 |  | 1 | No |  |  |  |  | LED | 1290 | 18 |  | 71.67 | 0.97 | 3000K | 93 | 36000 |  |  | Yes | Continuous Dimming |  |  |  |  | 2018-02-28 | 2018-02-26 | United States | ES_1040003_MAD7997**_02262018072210_9730912 | Yes
2289936 | Fanimation Inc. | Fanimation | Subtle | FPD6236** |  | Indoor Ceiling Fan | Ceiling Fan with Light Kit | 72 | 777 | 546 | 204 |  | 3.2 | 40.2 |  | 30 |  | 1 | No |  |  |  |  | LED | 1200 | 18 |  | 66.67 | 0.99 | 3000K | 81 | 52000 |  |  | Yes | Continuous Dimming |  |  |  |  | 2016-03-06 | 2017-02-02 | United States | ES_1040003_FPD6236**_02022017061134_5894953 | No
2283283 | Fanimation Inc. | Fanimation | XENO | FP6728** |  | Indoor Ceiling Fan | Ceiling Fan with Light Kit | 56 | 218 | 147 | 110 |  | 12.7 | 66.0 |  | 30 |  | 1 | No |  |  |  |  | LED | 1300 | 18 |  | 72.22 | 1 | 3000K | 81 | 50000 |  |  | Yes | Continuous Dimming |  |  |  |  | 2016-01-01 | 2016-11-02 | United States | ES_1040003_FP6728**_11032016082959_1799951 | No
2284829 | Fanimation Inc. | Fanimation | Xeno Wet | FP6729** |  | Outdoor Ceiling Fan | Ceiling Fan with Light Kit | 56 | 266 | 192 | 135 |  | 13.4 | 57.7 |  | 30 |  | 1 | No |  |  |  |  | LED | 1310 | 18 |  | 72.78 | 0.98 | 3000K | 82 | 25000 |  |  | Yes | Continuous Dimming |  |  |  |  | 2016-12-01 | 2016-11-24 | United States | ES_1040003_FP6729**_11252016070943_7783364 | No
2022720 | Fanimation Inc. | Fanimation Inc. | Edgewood Supreme | TF721TS | Edgewood Supreme,TF721OB,; Edgewood Supreme,TF721WH, |  | Ceiling Fan Only | 72 | 217 | 154 | 107 |  | 18.72 | 90.4 |  | Lifetime |  | 1 | No | [15 empty] | Yes | [5 empty] | 2010-03-01 | 2012-10-04 | United States, Canada | ES_1040003_TF721TS_09282012135534_695154 | No
2031542 | Fanimation Inc. | Fanimation Inc. | FP4640(FN601) | FP4640(FN601) |  |  | Ceiling Fan Only | 52 | 222 | 154 | 96 |  | 8.7 | 56.6 |  | 30 |  | 1 | No | [15 empty] | Yes | [5 empty] | 2012-03-01 | 2012-03-25 | United States, Canada | ES_1105798_AIR COOL INDUSTRIAL CO LTD (744507) ¦ FP4640(FN601)_10092012212937_8177903 | No
2031585 | Fanimation Inc. | Fanimation Inc. | FP8012(FN600) | FP8012(FN600) |  |  | Ceiling Fan Only | 52 | 190 | 114 | 82 |  | 9.8 | 69.9 |  | 30 |  | 1 | No | [15 empty] | Yes | [5 empty] | 2012-03-01 | 2012-02-28 | United States, Canada | ES_1105798_AIR COOL INDUSTRIAL CO LTD (744507) ¦ FP8012(FN600)_10092012213006_8206564 | No
2031583 | Fanimation Inc. | Fanimation Inc. | LEVON | FP7910(FN529) |  |  | Ceiling Fan Only | 60 | 206 | 143 | 107 |  | 15.5 | 65.0 |  | 30 |  | 1 | No | [15 empty] | Yes | [5 empty] | 2012-04-30 | 2012-04-24 | United States, Canada | ES_1105798_AIR COOL INDUSTRIAL CO LTD (744507) ¦ FP7910(FN529)_10092012213117_8277348 | No
2031587 | Fanimation Inc. | Fanimation Inc. | MAD3250(FN608) | MAD3250(FN608) |  |  | Ceiling Fan Only | 52 | 550 | 286 | 183 |  | 4.5 | 29.6 |  | 30 |  | 1 | No | [15 empty] | Yes | [5 empty] | 2012-03-01 | 2012-03-25 | United States, Canada | ES_1105798_AIR COOL INDUSTRIAL CO LTD (744507) ¦ MAD3250(FN608)_10092012213000_8200843 | No
2031547 | Fanimation Inc. | Fanimation Inc. | TF610 | TF610 |  |  | Ceiling Fan Only | 52 | 197 | 125 | 89 |  | 13.8 | 79.6 |  | 30 |  | 1 | No | [15 empty] | Yes | [5 empty] | 2012-03-01 | 2012-03-25 | United States, Canada | ES_1105798_AIR COOL INDUSTRIAL CO LTD (744507) ¦ TF610_10092012212954_8194957 | No
2031589 | Fanimation Inc. | Fanimation Inc. | TF710(FN611) | TF710(FN611) |  |  | Ceiling Fan Only | 60 | 182 | 132 | 106 |  | 22.0 | 84.3 |  | 30 |  | 1 | No | [15 empty] | Yes | [5 empty] | 2012-03-01 | 2012-03-25 | United States, Canada | ES_1105798_AIR COOL INDUSTRIAL CO LTD (744507) ¦ TF710(FN611)_10092012212958_8198950 | No
2031549 | Fanimation Inc. | Fanimation Inc. | TF910(FN616) | TF910(FN616) |  |  | Ceiling Fan Only | 52 | 231 | 153 | 102 |  | 7.9 | 53.7 |  | 30 |  | 1 | No | [15 empty] | Yes | [5 empty] | 2012-03-01 | 2012-03-25 | United States, Canada | ES_1105798_AIR COOL INDUSTRIAL CO LTD (744507) ¦ TF910(FN616)_10092012212951_8191976 | No
2031591 | Fanimation Inc. | Fanimation Inc. | TF971(FN612) | TF971(FN612) |  |  | Ceiling Fan Only | 60 | 182 | 132 | 106 |  | 22.0 | 84.3 |  | 30 |  | 1 | No | [15 empty] | Yes | [5 empty] | 2012-03-01 | 2012-03-25 | United States, Canada | ES_1105798_AIR COOL INDUSTRIAL CO LTD (744507) ¦ TF971(FN612)_10092012212957_8197021 | No
2308311 | Fanimation Inc. | Fanimation Studio Collection | Blitz | LP8377** |  | Indoor Ceiling Fan | Ceiling Fan with Light Kit | 56 | 857 | 595 | 209 |  | 2.06 | 30.69 |  | 30 |  | 1 | No |  |  |  |  | LED | 1332 | 18 |  | 74 | 0.97 | 3000K | 93 | 36000 |  |  | Yes | Continuous Dimming |  |  |  |  | 2018-01-01 | 2017-12-19 | United States | ES_1040003_LP8377**_12232017113230_8750531 | No
2254249 | Fanimation Inc. | Fanimation Studio Collection | Covert | 588962 |  | Indoor Ceiling Fan | Ceiling Fan with Light Kit | 64 | 674 | 612 | 268 |  | 3.3 | 33.0 |  | 30 |  | 1 | No |  |  |  |  | LED | 1300 | 17 |  | 76.47 | 1 | 3000K | 83 | 54000 |  |  | Yes | Continuous Dimming |  |  |  |  | 2016-01-29 | 2015-12-07 | United States | ES_1040003_588962_12072015081839_6319968 | No
2288106 | Fanimation Inc. | Fanimation Studio Collection | Covert | LP8359** |  | Indoor Ceiling Fan | Ceiling Fan with Light Kit | 64 | 674 | 612 | 268 |  | 3.3 | 33.0 |  | 30 |  | 1 | No |  |  |  |  | LED | 1880 | 17.5 |  | 107.43 | 0.99 | 3000K | 82 | 54000 |  |  | Yes | Continuous Dimming |  |  |  |  | 2016-01-01 | 2017-01-10 | United States | ES_1040003_LP8359**_01102017071258_2378137 | No
2284508 | Fanimation Inc. | Fanimation Studio Collection | Prop | 588961 |  |  | Ceiling Fan Only | 60 | 1321 | 635 | 337 |  | 1.8 | 19.5 |  | 30 |  | 1 | No | [15 empty] | Yes | [5 empty] | 2016-01-30 | 2016-11-18 | United States | ES_1040003_588961_11212016051348_5228204 | Yes
2284560 | Fanimation Inc. | Fanimation Studio Collection | Slinger II | 581598 |  | Indoor Ceiling Fan | Ceiling Fan with Light Kit | 72 | 1502 | 532 | 285 |  | 2.1 | 35.2 |  | 30 |  | 1 | No |  |  |  |  | LED | 1400 | 18 |  | 77.78 | 0.97 | 2700K | 82 | 36000 |  |  | Yes | Continuous Dimming |  |  |  |  | 2016-01-30 | 2016-11-21 | United States | ES_1040003_581598_11212016080600_5560804 | No
2285666 | Fanimation Inc. | Rejuvenation | Raven | MAD7994** |  | Indoor Ceiling Fan | Ceiling Fan with Light Kit | 72 | 1333 | 796 | 289 |  | 1.91 | 29.9 |  | 30 |  | 1 | No |  |  |  |  | LED | 1670 | 17.5 |  | 95.43 | 0.97 | 3000K | 84 | 54000 |  |  | Yes | Continuous Dimming |  |  |  |  | 2016-06-01 | 2016-12-08 | United States | ES_1040003_MAD7994**_12082016062530_8330508 | No
2182464 | Generation Brands | Encompass Lighting Group | LF121 5RYEP | LF121 5RYEP | LF121 5RYMB,LF121 5RYMB,; LF121 5RYRB,LF121 5RYRB,; LF121 5RYTB,LF121 5RYTB,; LF121 5RYTW,LF121 5RYTW, |  | Ceiling Fan Only | 54 | 230 | 126 | 80 |  | 9 | 92 |  | LifeTime |  | 2 | No | [15 empty] | Yes | [5 empty] | 2011-12-30 | 2013-06-04 | United States, Canada | ES_1113136_LF121 5RYEP_05282013084734_5950891 | No
2182465 | Generation Brands | Encompass Lighting Group | LF121 5RYEP | LF121 5RYEP | LF121 5RYMB,LF121 5RYMB,; LF121 5RYRB,LF121 5RYRB,; LF121 5RYTB,LF121 5RYTB,; LF121 5RYTW,LF121 5RYTW, |  | Ceiling Fan Only | 60 | 261 | 142 | 89 |  | 9 | 90 |  | LifeTime |  | 2 | No | [15 empty] | Yes | [5 empty] | 2011-12-30 | 2013-06-04 | United States, Canada | ES_1113136_LF121 5RYEP_05282013105838_5958063 | No
2182466 | Generation Brands | Encompass Lighting Group | LF121 5RYEP | LF121 5RYEP | LF121 5RYMB,LF121 5RYMB,; LF121 5RYRB,LF121 5RYRB,; LF121 5RYTB,LF121 5RYTB,; LF121 5RYTW,LF121 5RYTW, |  | Ceiling Fan Only | 72 | 281 | 166 | 105 |  | 9 | 87 |  | Lifetime |  | 2 | No | [15 empty] | Yes | [5 empty] | 2011-12-30 | 2013-06-04 | United States, Canada | ES_1113136_LF121 5RYEP_05282013112445_3307916 | No
2267109 | Generation Brands | Monte Carlo | 3MAVR60XX | 3MAVR60XX |  |  | Ceiling Fan Only | 60 | 1038 | 586 | 302 |  | 2.7 | 27.3 |  | 30 |  | 1 | No | [15 empty] | Yes | [5 empty] | 2016-07-01 | 2016-05-17 | United States, Canada | ES_1113136_3MAVR60XX_05192016083914_7154913 | Yes
2266996 | Generation Brands | Monte Carlo | 3MAVR70XX | 3MAVR70XX |  |  | Ceiling Fan Only | 70 | 1127 | 656 | 364 |  | 3.9 | 24.8 |  | 30 |  | 1 | No | [15 empty] | Yes | [5 empty] | 2016-07-01 | 2016-05-16 | United States, Canada | ES_1113136_3MAVR70XX_05182016070548_5148841 | Yes
2213456 | Generation Brands | Monte Carlo | 52 Discus ES | 5DI52ESXXD |  | Indoor Ceiling Fan | Ceiling Fan with Light Kit | 52 | 224 | 131 | 84 |  | 9.6 | 67.0 |  | 30 |  | 1 | No |  |  |  |  | Fluorescent | 1800 | 26 |  | 69.23 | 0.55 | 2700K | 82 | 10000 |  |  | Yes | Non-Dimmable |  |  |  |  | 2014-06-25 | 2014-06-19 | United States, Canada | ES_1113136_5DI52ESXXD_06202014033251_5171065 | No
2311046 | Generation Brands | Monte Carlo | 52" Quality Max Plus | 15030EN### |  | Indoor Ceiling Fan | Ceiling Fan with Light Kit | 52 | 201 | 123 | 84 |  | 9.9 | 65.0 |  | 30 |  | 1 | No | 2290018 |  |  |  | LED | 1178 | 20 |  | 58.9 | 0.97 | 2700K | 92 | 25000 |  |  | Yes | Non-Dimmable |  |  |  |  | 2017-04-01 | 2018-02-27 | United States, Canada | ES_1113136_15030EN###_02272018081407_9247114 | No
2311047 | Generation Brands | Monte Carlo | 52" Quality Max Plus | 15040EN### |  | Indoor Ceiling Fan | Ceiling Fan with Light Kit | 52 | 201 | 123 | 84 |  | 9.9 | 65.0 |  | 30 |  | 1 | No | 2290018 |  |  |  | LED | 1178 | 20 |  | 58.9 | 0.97 | 2700K | 92 | 25000 |  |  | Yes | Non-Dimmable |  |  |  |  | 2017-04-01 | 2018-02-27 | United States, Canada | ES_1113136_15040EN###_02272018081432_9272009 | No
2254228 | Generation Brands | Monte Carlo | 52" Weatherford | 5WF52XX | 15046XXX,15046XXX,; 52" Weatherford,5WF52XX, |  | Ceiling Fan Only | 52 | 211 | 136 | 94 |  | 10.2 | 63.6 |  | 30 |  | 1 | No | [15 empty] | Yes | [5 empty] | 2015-11-15 | 2015-12-02 | United States, Canada | ES_1113136_5WF52XX_12052015043153_9913283 | No
2257906 | Generation Brands | Monte Carlo | 56"Vision MAX | 3VNMR56XXD |  | Indoor Ceiling Fan | Ceiling Fan with Light Kit | 56 | 195 | 135 | 97 |  | 7.4 | 65.5 |  | 30 |  | 1 | No |  |  |  |  | LED | 1200 | 15 |  | 80 | 0.98 | 2700K | 82 | 36000 |  |  | Yes | Continuous Dimming |  |  |  |  | 2016-02-05 | 2016-02-02 | United States, Canada | ES_1113136_3VNMR56XXD_02052016031100_1860506 | No
2194904 | Generation Brands | Monte Carlo | 5BHM60XX/LF122A | 5BHM60XX/LF122A |  |  | Ceiling Fan Only | 60 | 207 | 144 | 106 |  | 13.9 | 64.6 |  | 30 |  | 1 | No | [15 empty] | Yes | [5 empty] | 2013-11-30 | 2013-11-14 | United States, Canada | ES_1105798_AIR COOL INDUSTRIAL CO LTD (744507) ¦ 5BHM60XX/LF122A_11142013060601_9161582 | No
2199813 | Generation Brands | Monte Carlo | 5CQM52XX/LF7500B | 5CQM52XX/LF7500B |  |  | Ceiling Fan Only | 52 | 223 | 140 | 105 |  | 10.6 | 57.3 |  | 30 |  | 1 | No | [15 empty] | Yes | [5 empty] | 2013-11-30 | 2014-01-03 | United States, Canada | ES_1105798_AIR COOL INDUSTRIAL CO LTD (744507) ¦ 5CQM52XX/LF7500B_01032014025209_7529230 | No
2199814 | Generation Brands | Monte Carlo | 5DM52XX/B-552E-52 | 5DM52XX/B-552E-52 |  |  | Ceiling Fan Only | 52 | 243 | 152 | 108 |  | 10.1 | 58.1 |  | 30 |  | 1 | No | [15 empty] | Yes | [5 empty] | 2013-11-30 | 2014-01-03 | United States, Canada | ES_1105798_AIR COOL INDUSTRIAL CO LTD (744507) ¦ 5DM52XX/B-552E-52_01032014025053_7453792 | No
2198383 | Generation Brands | Monte Carlo | 5EM60XX/LF9000B | 5EM60XX/LF9000B |  |  | Ceiling Fan Only | 60 | 278 | 157 | 106 |  | 9.7 | 72.3 |  | 30 |  | 1 | No | [15 empty] | Yes | [5 empty] | 2013-11-30 | 2013-12-12 | United States, Canada | ES_1105798_AIR COOL INDUSTRIAL CO LTD (744507) ¦ 5EM60XX/LF9000B_12122013073211_3531454 | No
2123281 | Generation Brands | Monte Carlo | 5EM68BS | 5EM68BS |  |  | Ceiling Fan Only | 68 | 188 | 133 | 113 |  | 24.52 | 78.31 |  | Lifetime |  | 1 | No | [15 empty] | Yes | [5 empty] | 2009-01-01 | 2012-11-13 | United States, Canada | ES_1113136_5EM68BS_11092012153656_2591821 | No
2251204 | Generation Brands | Monte Carlo | 60"Cyclone | 5CY60XX |  |  | Ceiling Fan Only | 60 | 156 | 131 | 90 |  | 18.4 | 87.4 |  | 30 |  | 1 | No | [15 empty] | Yes | [5 empty] | 2015-11-14 | 2015-10-25 | United States, Canada | ES_1113136_5CY60XX_10262015032507_9907221 | No
2022699 | Generation Brands | Monte Carlo | Aberdeen | 5AB52RB | Aberdeen,5AB52TB, |  | Ceiling Fan Only | 52 | 177 | 127 | 84 |  | 12.76 | 80 |  | Lifetime |  | 1 | No | [15 empty] | Yes | [5 empty] | 2005-09-01 | 2012-10-04 | United States, Canada | ES_1113136_5AB52RB_09282012101813_7707635 | No
2022700 | Generation Brands | Monte Carlo | Bayshore | 5BY52RB |  |  | Ceiling Fan Only | 52 | 192 | 117 | 93 |  | 10.07 | 74.02 |  | Lifetime |  | 1 | No | [15 empty] | Yes | [5 empty] | 2006-06-01 | 2012-10-04 | United States, Canada | ES_1113136_5BY52RB_09282012105923_2756463 | No
2022702 | Generation Brands | Monte Carlo | Colony | 5CO52BK | Colony,5CO52BS,; Colony,5CO52RB,; Colony,5CO52TB,; Colony,5CO52WH, |  | Ceiling Fan Only | 52 | 189 | 120 | 82 |  | 9.66 | 64.54 |  | Lifetime |  | 1 | No | [15 empty] | Yes | [5 empty] | 2007-04-01 | 2012-10-04 | United States, Canada | ES_1113136_5CO52BK_09282012111209_297052 | No
2022703 | Generation Brands | Monte Carlo | Cozumel | 5CZ52BK | Cozumel,5CZ52RB, |  | Ceiling Fan Only | 52 | 223 | 131 | 87 |  | 9.07 | 64.91 |  | Lifetime |  | 1 | No | [15 empty] | Yes | [5 empty] | 2006-09-01 | 2012-10-04 | United States, Canada | ES_1113136_5CZ52BK_09282012111921_8810541 | No
2123278 | Generation Brands | Monte Carlo | Cyclone | 5CY60BK | Cyclone,5CY60RB,; Cyclone,5CY60WH, |  | Ceiling Fan Only | 60 | 254 | 120 | 99 |  | 8.86 | 83.29 |  | Lifetime |  | 1 | No | [15 empty] | Yes | [5 empty] | 2006-05-01 | 2012-11-09 | United States, Canada | ES_1113136_5CY60BK_11082012111127_5749017 | No
2123280 | Generation Brands | Monte Carlo | Grand Prix | 5GP60BS | Grand Prix,5GP60RB,; Grand Prix,5GP60WH, |  | Ceiling Fan Only | 60 | 213 | 136 | 90 |  | 18.59 | 110.93 |  | Lifetime |  | 1 | No | [15 empty] | Yes | [5 empty] | 2008-04-01 | 2012-11-09 | United States, Canada | ES_1113136_5GP60BS_11082012112016_2116205 | No
2022705 | Generation Brands | Monte Carlo | Homeowners Max | 5HM52xxx | Quality Max,15030XXX,; Quality Max,15040XXX, |  | Ceiling Fan Only | 52 | 194 | 119 | 78 |  | 9.41 | 66.77 |  | Lifetime |  | 1 | No | [15 empty] | Yes | [5 empty] | 2010-04-01 | 2012-04-05 | United States, Canada | ES_1113136_5HM52AB_09282012113120_1173211 | No
2304487 | Generation Brands | Monte Carlo | Homeowners Max Plus | 5HM52B***D | Quality Max Plus,15030BLE-##,; Quality Max Plus,15040BLE-##, | Indoor Ceiling Fan | Ceiling Fan with Light Kit | 52 | 191 | 116 | 78 |  | 9.72 | 65.06 |  | Lifetime |  | 1 | No |  |  |  |  | Fluorescent | 900 | 27.7 |  | 32.49 | 0.62 | 2700K | 82 | 10000 |  |  | Yes | Non-Dimmable |  |  |  |  | 2009-09-01 | 2017-10-03 | United States, Canada | ES_1113136_5HM52B***D_10022017140643_4250147 | No
2308167 | Generation Brands | Monte Carlo | Maverick Grand | 3MAVR99***** |  |  | Ceiling Fan Only | 99 | 1639 | 782 | 606 |  | 5.83 | 28.7 |  | 30 |  | 1 | No | [15 empty] | Yes | [5 empty] | 2018-01-30 | 2017-12-08 | United States, Canada | ES_1113136_3MAVR99*****_12212017012945_9785699 | Yes
2287663 | Generation Brands | Monte Carlo | MAVERICK SUPER MAX | 3MAVR88** |  |  | Ceiling Fan Only | 88 | 2177 | 1134 | 575 |  | 2.55 | 25.7 |  | 30 |  | 1 | No | [15 empty] | Yes | [5 empty] | 2017-02-25 | 2017-01-04 | United States, Canada | ES_1113136_3MAVR88**_01052017021015_2215233 | Yes
2268130 | Generation Brands | Monte Carlo | MINIMALIST | 3MNLR56 |  | Indoor Ceiling Fan | Ceiling Fan with Light Kit | 56 | 1077 | 671 | 285 |  | 2.64 | 27.3 |  | 30 |  | 1 | No |  |  |  |  | LED | 1653 | 16 |  | 103.31 | 0.8 | 2700K | 95 | 54000 |  |  | Yes | Continuous Dimming |  |  |  |  | 2016-05-30 | 2018-02-26 | United States, Canada | ES_1113136_3MNLR56_05302016104759_5279969 | No
2268131 | Generation Brands | Monte Carlo | MINIMALIST MAX | 3MNLR72 |  | Indoor Ceiling Fan | Ceiling Fan with Light Kit | 72 | 1070 | 561 | 249 |  | 2.8 | 36.5 |  | 30 |  | 1 | No |  |  |  |  | LED | 1653 | 16 |  | 103.31 | 0.8 | 2700K | 95 | 54000 |  |  | Yes | Continuous Dimming |  |  |  |  | 2016-09-01 | 2018-02-26 | United States, Canada | ES_1113136_3MNLR72_05302016104639_5199036 | No
2123277 | Generation Brands | Monte Carlo | Studio | 3SU54BK | Studio,3SU54BP,; Studio,3SU54PN,; Studio,3SU54RB, |  | Ceiling Fan Only | 54 | 294 | 149 | 83 |  | 7.51 | 94.45 |  | Lifetime |  | 1 | No | [15 empty] | Yes | [5 empty] | 2006-10-01 | 2012-11-09 | United States, Canada | ES_1113136_3SU54BK_11082012110538_772516 | No
2176689 | Generation Brands | Monte Carlo | Tuscany | Tuscany |  |  | Ceiling Fan Only | 52 | 162 | 123 | 92 |  | 14.73 | 70.66 |  | Lifetime |  | One | No | [15 empty] | Yes | [5 empty] | 2013-01-01 | 2013-04-03 | United States, Canada | ES_1113136_Tuscany_03282013082805_1944543 | No
2022710 | Generation Brands | Monte Carlo | Weatherford | 5WF52BK | Weatherford,5WF52OC,; Weatherford,5WF52RB,; Weatherford,5WF52WH, |  | Ceiling Fan Only | 52 | 172 | 117 | 87 |  | 10.46 | 61.11 |  | Lifetime |  | 1 | No | [15 empty] | Yes | [5 empty] | 2006-07-01 | 2014-03-11 | United States, Canada | ES_1113136_5WF52BK_09282012102710_696069 | No
2219974 | Generation Brands | Monte Carlo | Weatherford | 5WF52xxx |  |  | Ceiling Fan Only | 52 | 172 | 117 | 87 |  | 10.46 | 61.11 |  | Lifetime |  | 1 | No | [15 empty] | Yes | [5 empty] | 2006-07-01 | 2014-09-22 | United States, Canada | ES_1113136_5WF52xxx_09122014091843_3180810 | No
2022712 | Generation Brands | Sea Gull Lighting | Long Beach | 1540-10 | Long Beach,1540-15, |  | Ceiling Fan Only | 52 | 211 | 127 | 88 |  | 9.99 | 62.3 |  | Lifetime |  | 1 | No | [15 empty] | Yes | [5 empty] | 2003-06-01 | 2012-10-04 | United States, Canada | ES_1113136_1540-10_09282012103241_2989465 | No
2205894 | Generation Brands | Sea Gull Lighting | Panorama | 15046-xxx |  |  | Ceiling Fan Only | 52 | 172 | 117 | 87 |  | 10.46 | 61.11 |  | Lifetime |  | 1 | No | [15 empty] | Yes | [5 empty] | 2006-07-01 | 2014-03-11 | United States, Canada | ES_1113136_15046-xxx_03102014095713_8951684 | No
2219671 | Generation Brands | Sea Gull Lighting | Quality Max | 15040-xxx |  |  | Ceiling Fan Only | 52 | 194 | 119 | 78 |  | 9.41 | 66.77 |  | Lifetime |  | 1 | No | [15 empty] | Yes | [5 empty] | 2010-04-01 | 2012-04-05 | United States, Canada | ES_1113136_15040-xxx_09122014083340_7057459 | No
2274234 | Grainger Industrial Supply | Dayton | 5NRA3A | 5NRA3A |  |  | Ceiling Fan Only | 60 | 189 | 146 | 97 |  | 8.48 | 94.66 |  | 30 |  | 1 | No | [15 empty] | Yes | [5 empty] | 2016-07-19 | 2016-07-27 | United States | ES_1018394_5NRA3A_07192016172812_9909936 | No
2174862 | Grainger Industrial Supply | Dayton | IND. FAN | 5NRA1 |  |  | Ceiling Fan Only | 56 | 208 | 151 | 99 |  | 16.2 | 61.6 |  | 30 |  | 1 | No | [15 empty] | Yes | [5 empty] | 2010-09-12 | 2013-03-11 | United States, Canada | ES_1105798_BANVIL 2000 (324410) ¦ 5NRA1_03112013070240_5360096 | No
2178703 | Grainger Industrial Supply | Dayton | Industrial ceiling suspended Fan | 5NRA2 |  |  | Ceiling Fan Only | 56 | 238 | 109 | 94 |  | 16.5 | 103.8 |  | 30 |  | 1 | No | [15 empty] | Yes | [5 empty] | 2012-08-31 | 2013-04-24 | United States, Canada | ES_1105798_LEGEND WAY INTERNATIONAL HOLDINGS LTD (747551) ¦ 5NRA2_04252013071006_3806895 | No
2178704 | Grainger Industrial Supply | Dayton | Industrial ceiling suspended Fan | 5NRA3 |  |  | Ceiling Fan Only | 60 | 221 | 109 | 94 |  | 17.6 | 101.5 |  | 30 |  | 1 | No | [15 empty] | Yes | [5 empty] | 2012-08-31 | 2013-04-24 | United States, Canada | ES_1105798_LEGEND WAY INTERNATIONAL HOLDINGS LTD (747551) ¦ 5NRA3_04252013071047_3847969 | No
2183834 | Gulf Coast Fans Inc. | Gulf Coast Fans | Bimini Breeze | 52C1 |  |  | Ceiling Fan Only | 52 | 202 | 123 | 75 |  | 9.7 | 68.5 |  | 30 |  | 1 | No | [15 empty] | Yes | [5 empty] | 2005-01-01 | 2013-06-14 | United States | ES_1105798_HALSEY ENTERPRISE CO LTD (287424) ¦ 52C1_06142013090508_0708714 | No
2287517 | HD Supply Facilities Maintenance | Seasons | Point Bonita | 269506 | Point Bonita,269508,; Point Bonita,269510, | Indoor Ceiling Fan | Ceiling Fan with Light Kit | 52 | 213 | 130 | 87 |  | 8.63 | 64.13 |  | Lifetime |  | 1 Year | No |  |  |  |  | LED | 986 | 12.4 |  | 79.52 | 0.91 | 2700K | 91 | 25000 |  |  | Yes | Non-Dimmable |  |  |  |  | 2016-12-15 | 2017-01-03 | United States | ES_1048137_269506_12272016085655_9742853 | No
2150655 | Hunter Fan Company | Casablanca | Brescia | 55018 | Brescia,55019, |  | Ceiling Fan Only | 60 | 173 | 113 | 76 |  | 12.1 | 86.7 |  | Lifetime |  | 1 | No | [15 empty] | Yes | [5 empty] | 2012-09-01 | 2012-12-03 | United States | ES_1020599_55018_11282012144802_109063 | No
2188197 | Hunter Fan Company | Casablanca | Concentra | 54019 | Concentra,54020,; Concentra,54021, |  | Ceiling Fan Only | 54 | 256 | 101 | 76 |  | 5.1 | 81.2 |  | Lifetime |  | One | No | [15 empty] | Yes | [5 empty] | 2013-06-01 | 2013-08-07 | United States | ES_1020599_54019_08122013160219_9285089 | No
2289256 | Hunter Fan Company | Casablanca | Correne | 59197 |  | Indoor Ceiling Fan | Ceiling Fan with Light Kit | 56 | 230 | 137 | 83 |  | 10.4 | 85.7 |  | Lifetime |  | 1 Year | No |  |  |  |  | LED | 2193 | 23.3 |  | 94.12 | 0.98 | 2700K | 81 | 54000 |  |  | Yes | Continuous Dimming |  |  |  |  | 2016-02-01 | 2017-01-24 | United States | ES_1020599_59197_01092017123941_4979516 | No
2230711 | Hunter Fan Company | Casablanca | Crestmont | 55063 | Crestmont,55064,; Crestmont,55065, |  | Ceiling Fan Only | 60 | 223 | 103 | 76 |  | 10.4 | 86.1 |  | Lifetime |  | One | No | [15 empty] | Yes | [5 empty] | 2014-12-01 | 2015-01-08 | United States | ES_1020599_55063_12192014124622_4511987 | No
2188205 | Hunter Fan Company | Casablanca | Fellini | 55035 |  |  | Ceiling Fan Only | 60 | 204 | 122 | 94 |  | 12.4 | 54.7 |  | Lifetime |  | One | No | [15 empty] | Yes | [5 empty] | 2013-06-19 | 2013-08-16 | United States | ES_1020599_55035_08152013100400_5177118 | No
2189196 | Hunter Fan Company | Casablanca | Heritage | 59527 | Heritage,59528, |  | Ceiling Fan Only | 60 | 163 | 118 | 84 |  | 24 | 82 |  | Lifetime |  | One | No | [15 empty] | Yes | [5 empty] | 2013-08-01 | 2013-08-29 | United States | ES_1020599_59527_08272013151016_77173 | No
2213532 | Hunter Fan Company | Casablanca | Holliston | 59533 | Holliston,59532,; Holliston,59534, |  | Ceiling Fan Only | 60 | 316 | 111 | 82 |  | 4.80 | 85.00 |  | Lifetime |  | One | No | [15 empty] | Yes | [5 empty] | 2014-04-01 | 2014-06-23 | United States | ES_1020599_59533_06062014103343_9281885 | No
2220994 | Hunter Fan Company | Casablanca | Original | 23838 | Original,23845,; Original,23847,; Original,23863, |  | Ceiling Fan Only | 52 | 180 | 141 | 89 |  | 17.8 | 85 |  | Lifetime |  | One | No | [15 empty] | Yes | [5 empty] | 2015-04-30 | 2014-10-01 | United States | ES_1020599_23838_09252014112634_320703 | No
2165620 | Hunter Fan Company | Casablanca | Panama Damp55023 | Panama Damp55023 | 55021,55021,; 55022,55022,; 55024,55024,; 55025,55025,; 55026,55026, |  | Ceiling Fan Only | 60 | 278 | 106 | 83 |  | 5.2 | 83.5 |  | Lifetime |  | 1 | No | [15 empty] | Yes | [5 empty] | 2013-01-01 | 2012-12-28 | United States | ES_1020599_Panama Damp55023_12212012112003_7784845 | No
2289258 | Hunter Fan Company | Casablanca | Perseus | 59167 |  | Indoor Ceiling Fan | Ceiling Fan with Light Kit | 64 | 251 | 109 | 84 |  | 10.1 | 88.1 |  | Lifetime |  | 1 Year | No |  |  |  |  | LED | 1452 | 17.1 |  | 84.91 | 0.99 | 2700K | 82 | 54000 |  |  | Yes | Continuous Dimming |  |  |  |  | 2016-02-01 | 2017-01-24 | United States | ES_1020599_59167_01122017163113_3565942 | No
2150656 | Hunter Fan Company | Casablanca | Tribeca | 59500 | Tribeca,59501, |  | Ceiling Fan Only | 52 | 274 | 104 | 77 |  | 5.2 | 74 |  | Lifetime |  | 1 | No | [15 empty] | Yes | [5 empty] | 2012-09-01 | 2012-12-03 | United States | ES_1020599_59500_11212012111354_3849908 | No
2192304 | Hunter Fan Company | Casablanca | Tribeca | 59503 | Tribeca,59498,; Tribeca,59499,; Tribeca,59504,; Tribeca,59505, |  | Ceiling Fan Only | 60 | 181 | 110 | 81 |  | 11.2 | 77.5 |  | Lifetime |  | 1 | No | [15 empty] | Yes | [5 empty] | 2012-09-01 | 2012-11-21 | United States | ES_1020599_59503_09242013095542_3265649 | No
2174890 | Hunter Fan Company | Casablanca | Utopian | 54036 | Utopian,54037, |  | Ceiling Fan Only | 52 | 293 | 108 | 77 |  | 5.3 | 81 |  | Lifetime |  | 1 | No | [15 empty] | Yes | [5 empty] | 2013-04-01 | 2013-03-11 | United States | ES_1020599_Utopian54035_03062013124652_7114831 | No
2188679 | Hunter Fan Company | Casablanca | Utopian W/Standard Blade | 54035 |  |  | Ceiling Fan Only | 52 | 293 | 108 | 77 |  | 5.3 | 81 |  | Lifetime |  | One | No | [15 empty] | Yes | [5 empty] | 2013-04-01 | 2013-08-22 | United States | ES_1020599_54035_08212013130025_9952508 | No
2248237 | Hunter Fan Company | Casablanca | Verse | 59158 | Verse,59159,; Verse,59160, | Indoor Ceiling Fan | Ceiling Fan with Light Kit | 54 | 200 | 129 | 77 |  | 11.1 | 78.2 |  | Lifetime |  | 1 | No |  |  |  |  | LED | 1318 | 14.9 |  | 88.46 | 0.98 | 3000K | 83 | 54000 |  |  | Yes | Non-Dimmable |  |  |  |  | 2015-03-01 | 2015-09-18 | United States | ES_1020599_59158_08262015125035_496637 | No
2205859 | Hunter Fan Company | Cassablanca | Aris | 59123 | Aris,59124, |  | Ceiling Fan Only | 54 | 178 | 101 | 75 |  | 10.3 | 82.1 |  | Lifetime |  | One | No | [15 empty] | Yes | [5 empty] | 2014-02-01 | 2014-06-04 | United States | ES_1020599_59123_02242014084558_514795 | No
2254152 | Hunter Fan Company | Hunter | 1886 Limited Edition | 18865 |  |  | Ceiling Fan Only | 60 | 339 | 191 | 111 |  | 8.6 | 80.9 |  | Lifetime |  | 1 | No | [15 empty] | Yes | [5 empty] | 2015-10-12 | 2015-12-03 | United States | ES_1020599_18865_10262015163600_9075586 | No
2229212 | Hunter Fan Company | Hunter | 72in Industrial | 59134 | 72in Industrial,59136, |  | Ceiling Fan Only | 72 | 160 | 119 | 89 |  | 30 | 97.2 |  | Lifetime |  | One Year | No | [15 empty] | Yes | [5 empty] | 2014-12-01 | 2014-12-12 | United States | ES_1020599_59134_12122014082000_3857385 | No
2290353 | Hunter Fan Company | Hunter | Apache 59226 | Apache 59226 |  | Indoor Ceiling Fan | Ceiling Fan with Light Kit | 54 | 226 | 112 | 80 |  | 10.5 | 84.9 |  | Lifetime |  | 1 Year | No |  |  |  |  | LED | 1382 | 17.1 |  | 80.82 | 0.99 | 2700K | 82 | 54000 |  |  | Yes | Continuous Dimming |  |  |  |  | 2016-10-01 | 2017-02-09 | United States | ES_1020599_Apache 59226_01312017111018_4028589 | No
2271909 | Hunter Fan Company | Hunter | Bayview | 54097 | Bayview,54098, |  | Ceiling Fan Only | 54 | 251 | 133 | 76 |  | 9.1 | 78.9 |  | Lifetime |  | 1 Year | No | [15 empty] | Yes | [5 empty] | 2016-06-01 | 2016-07-07 | United States | ES_1020599_54097_07072016093159_1445581 | No
2271278 | Hunter Fan Company | Hunter | Bridgeport | 53125 | Bridgeport,53126,; Bridgeport,53127, |  | Ceiling Fan Only | 54 | 246 | 141 | 90 |  | 9.2 | 63.4 |  | Lifetime |  | 1 Year | No | [15 empty] | Yes | [5 empty] | 2016-06-01 | 2016-06-30 | United States | ES_1020599_53125_06302016110823_8781549 | No
2271275 | Hunter Fan Company | Hunter | Builder Elite | 53240 | Builder Elite,53241,; Builder Elite,53242,; Builder Elite,53243, |  | Ceiling Fan Only | 52 | 234 | 136 | 83 |  | 9.3 | 63 |  | Lifetime |  | 1 Year | No | [15 empty] | Yes | [5 empty] | 2016-05-01 | 2016-06-30 | United States | ES_1020599_53240_06302016103457_523340 | No
2139109 | Hunter Fan Company | Hunter | Caicos | 53211 | Caicos,53212, |  | Ceiling Fan Only | 52 | 190 | 126 | 80 |  | 10.1 | 64.1 |  | Lifetime |  | 1 | No | [15 empty] | Yes | [5 empty] | 2013-01-01 | 2012-11-21 | United States | ES_1020599_53211_11202012154524_9711114 | No
2271908 | Hunter Fan Company | Hunter | Cassius | 59262 | Cassius,59261,; Cassius,59263,; Cassius,59264, |  | Ceiling Fan Only | 52 | 229 | 141 | 86 |  | 9.6 | 64.1 |  | Lifetime |  | 1 Year | No | [15 empty] | Yes | [5 empty] | 2016-06-01 | 2016-07-07 | United States | ES_1020599_59262_07072016092509_4676172 | No
2273892 | Hunter Fan Company | Hunter | Donegan | 54170 | Donegan,54171,; Donegan,54172, | Indoor Ceiling Fan | Ceiling Fan with Light Kit | 60 | 278 | 142 | 78 |  | 8.6 | 81.2 |  | Lifetime |  | 1 Year | No |  |  |  |  | Fluorescent | 1906 | 26.9 |  | 70.86 | 0.61 | 2700K | 81 | 10000 |  |  | Yes | Non-Dimmable |  |  |  |  | 2016-05-01 | 2016-08-01 | United States | ES_1020599_54170_08012016100442_5901758 | No
2272866 | Hunter Fan Company | Hunter | Fletcher | 53358 | Fletcher,53359,; Fletcher,53360, | Indoor Ceiling Fan | Ceiling Fan with Light Kit | 52 | 232 | 137 | 85 |  | 9.7 | 62.5 |  | Lifetime |  | 1 Year | No |  |  |  |  | Fluorescent | 1800 | 26 |  | 69.23 | 0.6 | 2700K | 81 | 10000 |  |  | Yes | Non-Dimmable |  |  |  |  | 2016-07-01 | 2016-07-21 | United States | ES_1020599_53358_07192016103840_7332574 | No
2268334 | Hunter Fan Company | Hunter | Gunnar | 59208 |  |  | Ceiling Fan Only | 54 | 250 | 139 | 77 |  | 8.9 | 80.2 |  | Lifetime |  | One Year | No | [15 empty] | Yes | [5 empty] | 2016-02-01 | 2016-05-31 | United States | ES_1020599_59208_04192016095144_5061609 | No
2175294 | Hunter Fan Company | Hunter | Headley | 55046 |  |  | Ceiling Fan Only | 64 | 188 | 115 | 84 |  | 21.1 | 87.1 |  | Lifetime |  | 1 | No | [15 empty] | Yes | [5 empty] | 2013-03-21 | 2013-03-22 | United States | ES_1020599_55046_03112013105527_919458 | No
2272886 | Hunter Fan Company | Hunter | Hembree | 59230 |  | Indoor Ceiling Fan | Ceiling Fan with Light Kit | 52 | 244 | 138 | 81 |  | 9.2 | 62.9 |  | Lifetime |  | 1 Year | No |  |  |  |  | Fluorescent | 1800 | 26 |  | 69.23 | 0.6 | 2700K | 81 | 10000 |  |  | Yes | Non-Dimmable |  |  |  |  | 2016-05-13 | 2016-07-21 | United States | ES_1020599_59230_07212016122029_6403619 | No
2188199 | Hunter Fan Company | Hunter | Henley | 53015 |  |  | Ceiling Fan Only | 52 | 203 | 125 | 75 |  | 9.8 | 68 |  | Lifetime |  | One | No | [15 empty] | Yes | [5 empty] | 2013-06-19 | 2013-08-16 | United States | ES_1020599_53015_08122013155331_3638116 | No
2195446 | Hunter Fan Company | Hunter | Mariner | 59126 | Mariner,59127, |  | Ceiling Fan Only | 52 | 221 | 137 | 84 |  | 9.7 | 64.8 |  | Lifetime |  | One | No | [15 empty] | Yes | [5 empty] | 2013-11-01 | 2013-11-22 | United States | ES_1020599_59126_11212013080159_8045770 | No
2188147 | Hunter Fan Company | Hunter | Markham | 54108 | Markham,54109,; Markham,54110,; Markham,54111, |  | Ceiling Fan Only | 52 | 228 | 135 | 77 |  | 9 | 84.5 |  | Lifetime |  | One | No | [15 empty] | Yes | [5 empty] | 2013-07-01 | 2013-08-15 | United States | ES_1020599_54108_08122013160427_5916253 | No
2188681 | Hunter Fan Company | Hunter | Orchard Park | 54068 |  |  | Ceiling Fan Only | 52 | 231 | 133 | 82 |  | 9.8 | 74.8 |  | Lifetime |  | One | No | [15 empty] | Yes | [5 empty] | 2013-07-01 | 2013-08-22 | United States | ES_1020599_54068_08212013130256_7436944 | No
2241903 | Hunter Fan Company | Hunter | Palermo | 59047 | Palermo,59052,; Palermo,59053, | Indoor Ceiling Fan | Ceiling Fan with Light Kit | 52 | 156 | 114 | 81 |  | 12.60 | 72.00 |  | Lifetime |  | 1 | No |  |  |  |  | Fluorescent | 1844 | 26.7 |  | 69.06 | 0.6 | 2700K | 81 | 10000 |  |  | Yes | Non-Dimmable |  |  |  |  | 2015-01-29 | 2015-06-22 | United States | ES_1020599_59047_06162015135508_4919092 | No
2272728 | Hunter Fan Company | Hunter | Panama DC | 59510 | Panama DC,59511,; Panama DC,59512, |  | Ceiling Fan Only | 54 | 497 | 336 | 205 |  | 6.2 | 32.7 |  | Lifetime |  | 1 Year | No | [15 empty] | Yes | [5 empty] | 2016-05-01 | 2016-07-19 | United States | ES_1020599_59510_07072016101928_9379846 | No
2272730 | Hunter Fan Company | Hunter | Rainsford | 53346 | Rainsford,53347,; Rainsford,53348, |  | Ceiling Fan Only | 52 | 239 | 143 | 83 |  | 9.2 | 62.5 |  | Lifetime |  | 1 Year | No | [15 empty] | Yes | [5 empty] | 2016-06-01 | 2016-07-19 | United States | ES_1020599_53346_07192016140447_6777307 | No
2188680 | Hunter Fan Company | Hunter | Royal Oak | 54017 | Royal Oak,54018, |  | Ceiling Fan Only | 60 | 207 | 144 | 87 |  | 12.3 | 78.4 |  | Lifetime |  | One | No | [15 empty] | Yes | [5 empty] | 2013-07-01 | 2013-08-22 | United States | ES_1020599_54017_08212013131500_1721765 | No
2203567 | Hunter Fan Company | Hunter | Sea Air | 53054 | Sea Air,53060,; Sea Air,53061, |  | Ceiling Fan Only | 52 | 220 | 130 | 78 |  | 9 | 70.8 |  | Lifetime |  | One | No | [15 empty] | Yes | [5 empty] | 2014-01-01 | 2014-01-30 | United States | ES_1020599_53054_01172014081239_9944574 | No
2199569 | Hunter Fan Company | Hunter | Sonic | 59073 | Sonic,59072, | Indoor Ceiling Fan | Ceiling Fan with Light Kit | 52 | 162 | 115 | 77 |  | 12 | 77 |  | Lifetime |  | One | No |  |  |  |  | Fluorescent | 1144 | 18 |  | 63.56 | 0.54 | 2700K | 81 | 10000 |  |  | Yes | Non-Dimmable |  |  |  |  | 2013-06-30 | 2014-01-02 | United States | ES_1020599_59073_12052013113411_1289331 | No
2198385 | Hunter Fan Company | Hunter | Sonora | 53171 | Sonora,53172,; Sonora,53173, | Indoor Ceiling Fan | Ceiling Fan with Light Kit | 52 | 187 | 126 | 78 |  | 9.8 | 65.7 |  | Lifetime |  | One | No |  |  |  |  | Fluorescent | 922 | 26 |  | 35.46 | 0.6 | 2700K | 81 | 10000 |  |  | Yes | Non-Dimmable |  |  |  |  | 2013-06-01 | 2013-12-12 | United States | ES_1020599_53171_12052013113725_1531030 | No
2205895 | Hunter Fan Company | Hunter | Zudio | 59109 | Zudio,59110,; Zudio,59111, | Indoor Ceiling Fan | Ceiling Fan with Light Kit | 56 | 178 | 122 | 76 |  | 10.7 | 85 |  | Lifetime |  | One | No |  |  |  |  | LED | 1293 | 15 |  | 86.2 | 0.98 | 3000K | 87 | 35000 |  |  | Yes | Continuous Dimming |  |  |  |  | 2014-02-01 | 2014-02-18 | United States | ES_1020599_59109_02192014144339_2113153 | No
2261023 | Hunter Fan Company | Hunter Fan | Tidewater | 53332 |  |  | Ceiling Fan Only | 52 | 235 | 137 | 82 |  | 9.2 | 61.7 |  | Lifetime |  | One | No | [15 empty] | Yes | [5 empty] | 2016-03-01 | 2016-02-29 | United States | ES_1020599_53332_02252016140542_7724115 | No
2307891 | Hyperikon Inc. | Hyperikon | Led Ceiling Fan Light | HyperFan52-DBR | ,HyperFan52-DBN,; ,HyperFan52-DWH, | Indoor Ceiling Fan | Ceiling Fan with Light Kit | 52 | 161 | 110 | 86 |  | 12.39 | 61.63 |  | 30 |  | 1 | No | 2307340 |  |  |  | LED | 1679 | 19 |  | 88.37 | 0.74 | 2700K | 83 | 25000 |  |  | Yes | Non-Dimmable |  |  |  |  | 2017-09-30 | 2017-11-30 | United States, Canada | ES_1130573_HyperFan52-DBR_11302017171405_1010101 | No
2252574 | Kichler Lighting | Kichler | 300269 | 300269 |  |  | Ceiling Fan Only | 60 | 195 | 143 | 99 |  | 15.07 | 87.09 |  | Lifetime |  | 1 | No | [15 empty] | Yes | [5 empty] | 2015-11-09 | 2015-11-13 | United States | ES_20516_300269_11132015131936_5843316 | No
2286400 | Kichler Lighting | Kichler | 300300 | CPD1614-D3 |  | Outdoor Ceiling Fan | Ceiling Fan with Light Kit | 60 | 1203 | 550 | 251 |  | 2.53 | 31.2 |  | 30 |  | 1 | No |  |  |  |  | LED | 1370 | 17 |  | 80.59 | 0.99 | 3000K | 83 | 54000 |  |  | Yes | Continuous Dimming |  |  |  |  | 2016-11-04 | 2016-12-16 | United States | ES_20516_CPD1614-D3_12192016052747_5267727 | No
2286401 | Kichler Lighting | Kichler | 300301 | CPD1614-E |  | Outdoor Ceiling Fan | Ceiling Fan with Light Kit | 80 | 1169 | 638 | 360 |  | 3.54 | 31.66 |  | 30 |  | 1 | No |  |  |  |  | LED | 1370 | 17 |  | 80.59 | 0.99 | 3000K | 83 | 54000 |  |  | Yes | Continuous Dimming |  |  |  |  | 2016-11-04 | 2016-12-16 | United States | ES_20516_CPD1614-E_12192016053254_5574952 | Yes
2286402 | Kichler Lighting | Kichler | 300302 | CPD1614-F |  | Outdoor Ceiling Fan | Ceiling Fan with Light Kit | 96 | 1831 | 852 | 419 |  | 2.52 | 30.66 |  | 30 |  | 1 | No |  |  |  |  | LED | 1370 | 17 |  | 80.59 | 0.99 | 3000K | 83 | 54000 |  |  | Yes | Continuous Dimming |  |  |  |  | 2016-11-04 | 2016-12-16 | United States | ES_20516_CPD1614-F_12192016054530_6330035 | Yes
2277180 | Kichler Lighting | Kichler | 60" JADE | 300030xxx | ,CP154299, 60-ORI, | Indoor Ceiling Fan | Ceiling Fan with Light Kit | 60 | 215 | 148 | 107 |  | 14.5 | 67.4 |  | 30 |  | 1 | No |  |  |  |  | LED | 1543 | 17 |  | 90.76 | 1 | 3000K | 82 | 54000 |  |  | Yes | Continuous Dimming |  |  |  |  | 2016-10-31 | 2016-08-20 | United States, Canada | ES_20516_300030xxx_08302016082217_5337623 | No
2277179 | Kichler Lighting | Kichler | 60" RANA | 310155xxx | ,CP158895, 60-RECI, | Outdoor Ceiling Fan | Ceiling Fan with Light Kit | 60 | 246 | 173 | 128 |  | 16.0 | 70.5 |  | 30 |  | 1 | No |  |  |  |  | LED | 1543 | 17 |  | 90.76 | 1 | 3000K | 82 | 54000 |  |  | Yes | Continuous Dimming |  |  |  |  | 2016-10-31 | 2016-08-20 | United States, Canada | ES_20516_310155xxx_08302016082138_5298853 | No
2235359 | Kichler Lighting | Kichler | Fryst | KCL185/CP154018( 300185XXX ) |  |  | Ceiling Fan Only | 52 | 171 | 118 | 86 |  | 13.8 | 70.1 |  | 30 |  | 1 | No | [15 empty] | Yes | [5 empty] | 2015-03-01 | 2015-03-26 | United States, Canada | ES_20516_KCL185/CP154018( 300185XXX )_03302015075459_2099549 | No
2235613 | Kichler Lighting | Kichler | Fryst Patio | KCL185-WET/CP152505( 310128XXX) |  |  | Ceiling Fan Only | 52 | 195 | 127 | 84 |  | 9.5 | 73.1 |  | 30 |  | 1 | No | [15 empty] | Yes | [5 empty] | 2015-03-01 | 2015-03-26 | United States, Canada | ES_20516_KCL185-WET/CP152505( 310128XXX)_04012015092154_0114241 | No
2287473 | Kichler Lighting | Kichler | SPYRA LED | 300700 |  | Indoor Ceiling Fan | Ceiling Fan with Light Kit | 62 | 938 | 380 | 224 |  | 3.22 | 32.12 |  | 30 |  | 1 | No |  |  |  |  | LED | 1604 | 17 |  | 94.35 | 1 | 3000K | 84 | 25000 |  |  | Yes | Continuous Dimming |  |  |  |  | 2016-12-16 | 2016-12-21 | United States, Canada | ES_20516_300700_12212016153302_3478712 | No
2235354 | Kichler Lighting | Kichler | Tulle | YG208KCL-60/CP144039( 300188XXX ) |  |  | Ceiling Fan Only | 60 | 171 | 129 | 98 |  | 22.1 | 81.9 |  | 30 |  | 1 | No | [15 empty] | Yes | [5 empty] | 2015-03-01 | 2015-03-30 | United States, Canada | ES_20516_YG208KCL-60/CP144039( 300188XXX )_03302015034527_7127422 | No
2235353 | Kichler Lighting | Kichler | Tulle Patio | ODYG208KCL-60/CP152489( 310193XXX ) |  |  | Ceiling Fan Only | 60 | 190 | 144 | 105 |  | 20.7 | 86.0 |  | 30 |  | 1 | No | [15 empty] | Yes | [5 empty] | 2015-03-01 | 2015-03-30 | United States, Canada | ES_20516_ODYG208KCL-60/CP152489( 310193XXX )_03302015023934_3174573 | No
2031543 | Kichler Lighting | Kichler Lighting | AG757(339013xx-CP131952) | AG757(339013xx-CP131952) |  |  | Ceiling Fan Only | 52 | 187 | 133 | 86 |  | 11.0 | 72.3 |  | 30 |  | 1 | No | [15 empty] | Yes | [5 empty] | 2012-03-01 | 2012-03-25 | United States, Canada | ES_1105798_AIR COOL INDUSTRIAL CO LTD (744507) ¦ AG757(339013xx-CP131952)_10092012212945_8185988 | No
2194485 | Kichler Lighting | Kichler Lighting | AG757-KCL-52/CP131954( 310103XXX ) | AG757-KCL-52/CP131954( 310103XXX ) |  |  | Ceiling Fan Only | 52 | 184 | 133 | 88 |  | 12.6 | 70.7 |  | 30 |  | 1 | No | [15 empty] | Yes | [5 empty] | 2013-10-30 | 2013-11-13 | United States, Canada | ES_1105798_AIR COOL INDUSTRIAL CO LTD (744507) ¦ AG757-KCL-52/CP131954( 310103XXX )_11132013063357_4437396 | No
2170290 | Kichler Lighting | Kichler Lighting | Arkwright Fan | CP141050XX (AL583KCL) PC Blade - CP137512 |  | Indoor Ceiling Fan | Ceiling Fan with Light Kit | 58 | 499 | 352 | 229 |  | 4.1 | 28.4 |  | 30 |  | 1 | No |  |  |  |  | Fluorescent | 1366 | 17.2 |  | 79.42 | 0.56 | 2700K | 81 | 10000 |  |  | Yes | Non-Dimmable |  |  |  |  | 2012-12-07 | 2012-11-01 | United States, Canada | ES_1105798_AIR COOL INDUSTRIAL CO (744507) ¦ CP141050XX (AL583KCL) PC Blade - CP137512_01252013212932_9372748 | No
2170291 | Kichler Lighting | Kichler Lighting | Arkwright Fan | CP141050XX (AL583KCL) Plywood - CP137515 |  | Indoor Ceiling Fan | Ceiling Fan with Light Kit | 58 | 454 | 300 | 195 |  | 4.5 | 28.9 |  | 30 |  | 1 | No |  |  |  |  | Fluorescent | 1366 | 17.2 |  | 79.42 | 0.56 | 2700K | 81 | 10000 |  |  | Yes | Non-Dimmable |  |  |  |  | 2012-12-07 | 2012-11-01 | United States, Canada | ES_1105798_AIR COOL INDUSTRIAL CO (744507) ¦ CP141050XX (AL583KCL) Plywood - CP137515_01252013212957_9397080 | No
2194903 | Kichler Lighting | Kichler Lighting | B-552EM-KCL-WET/CP139611( 339515XXX ) | B-552EM-KCL-WET/CP139611( 339515XXX ) |  |  | Ceiling Fan Only | 50 | 205 | 128 | 85 |  | 10.45 | 67.0 |  | 30 |  | 1 | No | [15 empty] | Yes | [5 empty] | 2013-10-30 | 2013-11-13 | United States, Canada | ES_1105798_AIR COOL INDUSTRIAL CO L (744507) ¦ B-552EM-KCL-WET/CP139611( 339515XXX )_11132013065307_5587424 | No
2031539 | Kichler Lighting | Kichler Lighting | Bentzen | CP127834-XX(AG993KCL) |  |  | Ceiling Fan Only | 52 | 202 | 118 | 78 |  | 11.5 | 70.3 |  | 30 |  | 1 | No | [15 empty] | Yes | [5 empty] | 2012-03-01 | 2012-02-28 | United States, Canada | ES_1105798_AIR COOL INDUSTRIAL CO LTD (744507) ¦ CP127834-XX(AG993KCL)_10092012212835_8115254 | No
2031645 | Kichler Lighting | Kichler Lighting | Bentzen | CP127834XXX (AG993KCL)/300118XXX |  |  | Ceiling Fan Only | 52 | 169 | 117 | 83 |  | 13.8 | 64.3 |  | 30 |  | 1 | No | [15 empty] | Yes | [5 empty] | 2012-03-30 | 2012-03-15 | United States, Canada | ES_1105798_AIR COOL INDUSTRIAL CO LTD (744507) ¦ CP127834XXX (AG993KCL)/300118XXX_10092012213254_8374684 | No
2031646 | Kichler Lighting | Kichler Lighting | Canfield | CP128435 (YG208KCL)/300117XXX |  |  | Ceiling Fan Only | 52 | 196 | 116 | 85 |  | 13.8 | 69.4 |  | 30 |  | 1 | No | [15 empty] | Yes | [5 empty] | 2012-03-30 | 2012-03-15 | United States, Canada | ES_1105798_AIR COOL INDUSTRIAL CO LTD (744507) ¦ CP128435 (YG208KCL)/300117XXX_10092012213256_8376430 | No
2031648 | Kichler Lighting | Kichler Lighting | Canfield Patio | CP131192XXX (ODYG208KCL)/310192XXX |  |  | Ceiling Fan Only | 52 | 236 | 133 | 92 |  | 10.0 | 68.9 |  | 30 |  | 1 | No | [15 empty] | Yes | [5 empty] | 2012-03-30 | 2012-03-13 | United States, Canada | ES_1105798_AIR COOL INDUSTRIAL CO LTD (744507) ¦ CP131192XXX (ODYG208KCL)/310192XXX_10092012213303_8383516 | No
2177600 | Kichler Lighting | Kichler Lighting | CP129938XXX / 300016XXX / YG208KCL-52A+1L | CP129938XXX / 300016XXX / YG208KCL-52A+1L |  | Indoor Ceiling Fan | Ceiling Fan with Light Kit | 52 | 204 | 112 | 83 |  | 10.5 | 66.9 |  | 30 |  | 1 | No |  |  |  |  | Fluorescent | 981 | 13.8 |  | 71.09 | 0.62 | 2700K | 82 | 10000 |  |  | Yes | Non-Dimmable |  |  |  |  | 2012-05-15 | 2012-07-08 | United States, Canada | ES_1105798_AIR COOL INDUSTRIAL CO (744507) ¦ CP129938XXX / 300016XXX / YG208KCL-52A+1L_01252013212139_8899371 | No
2177601 | Kichler Lighting | Kichler Lighting | CP131954XXX / 310103XXX / AG757KCL-52-A+4FDC | CP131954XXX / 310103XXX / AG757KCL-52-A+4FDC |  | Indoor Ceiling Fan | Ceiling Fan with Light Kit | 52 | 170 | 125 | 84 |  | 10.9 | 74.3 |  | 30 |  | 1 | No |  |  |  |  | Fluorescent | 981 | 13.8 |  | 71.09 | 0.62 | 2700K | 82 | 10000 |  |  | Yes | Non-Dimmable |  |  |  |  | 2012-04-30 | 2012-04-23 | United States, Canada | ES_1105798_AIR COOL INDUSTRIAL (744507) ¦ CP131954XXX / 310103XXX / AG757KCL-52-A+4FDC_01252013212206_8926119 | No
2177602 | Kichler Lighting | Kichler Lighting | CP132307XXX/ 300132XXX/KCL88 | CP132307XXX/ 300132XXX/KCL88 |  | Indoor Ceiling Fan | Ceiling Fan with Light Kit | 52 | 626 | 418 | 241 |  | 3.1 | 29.2 |  | 30 |  | 1 | No |  |  |  |  | Fluorescent | 1366 | 17.2 |  | 79.42 | 0.56 | 2700K | 81 | 10000 |  |  | Yes | Non-Dimmable |  |  |  |  | 2012-08-15 | 2012-04-16 | United States, Canada | ES_1105798_AIR COOL INDUSTRIAL CO LTD (744507) ¦ CP132307XXX/ 300132XXX/KCL88_01252013212234_8954004 | No
2170288 | Kichler Lighting | Kichler Lighting | CP132308XXX / 300133XXX / KCL89 | CP132308XXX / 300133XXX / KCL89 |  | Indoor Ceiling Fan | Ceiling Fan with Light Kit | 52 | 571 | 418 | 198 |  | 3.31 | 30.1 |  | 30 |  | 1 | No |  |  |  |  | Fluorescent | 1366 | 17.2 |  | 79.42 | 0.56 | 2700K | 81 | 10000 |  |  | Yes | Non-Dimmable |  |  |  |  | 2012-05-15 | 2012-07-08 | United States, Canada | ES_1105798_AIR COOL INDUSTRIAL CO LTD (744507) ¦ CP132308XXX / 300133XXX / KCL89_01252013212315_8995004 | No
2170292 | Kichler Lighting | Kichler Lighting | CP141321 ( 339220XXX ) | CP141321 ( 339220XXX ) |  | Indoor Ceiling Fan | Ceiling Fan with Light Kit | 52 | 227 | 133 | 91 |  | 9.82 | 62.3 |  | 30 |  | 1 | No |  |  |  |  | Fluorescent | 981 | 13.8 |  | 71.09 | 0.62 | 3000K | 82 | 10000 |  |  | Yes | Non-Dimmable |  |  |  |  | 2012-03-31 | 2012-03-21 | United States, Canada | ES_1105798_AIR COOL INDUSTRIAL CO LTD (744507) ¦ CP141321 ( 339220XXX )_01252013213029_9429551 | No
2170294 | Kichler Lighting | Kichler Lighting | KCL82/CP132571(300138XXX ) | KCL82/CP132571(300138XXX ) |  | Indoor Ceiling Fan | Ceiling Fan with Light Kit | 52 | 199 | 126 | 85 |  | 10.7 | 69.9 |  | 30 |  | 1 | No |  |  |  |  | Fluorescent | 981 | 13.8 |  | 71.09 | 0.62 | 3000K | 82 | 10000 |  |  | Yes | Non-Dimmable |  |  |  |  | 2012-03-30 | 2012-03-15 | United States, Canada | ES_1105798_AIR COOL INDUSTRIAL CO LTD (744507) ¦ KCL82/CP132571(300138XXX )_01252013213119_9479270 | No
2170295 | Kichler Lighting | Kichler Lighting | KCL85/CP132576XXX( 300141XXX) | KCL85/CP132576XXX( 300141XXX) |  | Indoor Ceiling Fan | Ceiling Fan with Light Kit | 52 | 573 | 393 | 207 |  | 3.1 | 25.5 |  | 30 |  | 1 | No |  |  |  |  | Fluorescent | 1366 | 17.2 |  | 79.42 | 0.56 | 2700K | 81 | 10000 |  |  | Yes | Non-Dimmable |  |  |  |  | 2012-05-15 | 2012-03-13 | United States, Canada | ES_1105798_AIR COOL INDUSTRIAL CO LTD (744507) ¦ KCL85/CP132576XXX( 300141XXX)_01252013213224_9544237 | No
2170296 | Kichler Lighting | Kichler Lighting | KCL98/CP132283( 300427XXX ) | KCL98/CP132283( 300427XXX ) |  | Indoor Ceiling Fan | Ceiling Fan with Light Kit | 52 | 185 | 116 | 80 |  | 10.9 | 65.2 |  | 30 |  | 1 | No |  |  |  |  | Fluorescent | 981 | 13.8 |  | 71.09 | 0.62 | 2700K | 82 | 10000 |  |  | Yes | Non-Dimmable |  |  |  |  | 2012-03-30 | 2012-03-15 | United States, Canada | ES_1105798_AIR COOL INDUSTRIAL CO LTD (744507) ¦ KCL98/CP132283( 300427XXX )_01252013213245_9565203 | No
2263688 | Litex Industries, Inc./ Ellington Fans | Craftmade | TG52 | TG52 |  | Indoor Ceiling Fan | Ceiling Fan with Light Kit | 52 | 198 | 131 | 101 |  | 7.89 | 54.01 |  | 30 |  | 1 | No |  |  |  |  | LED | 1200 | 15.7 | 76.43 |  | 0.9 | 3000K | 97 | 50000 |  |  | Yes | Continuous Dimming |  |  |  |  | 2015-05-22 | 2015-05-22 | United States | ES_30133_TG52_03102016172746_1806299 | No
2177488 | Litex Industries, Inc./ Ellington Fans | Litex Industries, Inc./ Ellington Fans | E-NP52xxx5C4W | E-NP52xxx5C4W |  | Indoor Ceiling Fan | Ceiling Fan with Light Kit | 52 | 200 | 128 | 83 |  | 9.3 | 66.1 |  | 30 |  | 1 | No |  |  |  |  | Fluorescent | 981 | 13.8 |  | 71.09 | 0.62 | 3000K | 82 | 10000 |  |  | Yes | Non-Dimmable |  |  |  |  | 2012-03-30 | 2012-02-13 | United States, Canada | ES_1105798_YU YUAN INDUSTRIAL CO LTD (744483) ¦ E-NP52xxx5C4W_04122013192831_4911418 | No
2031595 | Litex Industries, Inc./ Ellington Fans | Litex Industries, Inc./ Ellington Fans | Tilghman | WCK52XX5 H557DT |  |  | Ceiling Fan Only | 52 | 175 | 109 | 81 |  | 14.5 | 65.2 |  | 30 |  | 1 | No | [15 empty] | Yes | [5 empty] | 2011-04-29 | 2012-05-11 | United States | ES_1105798_AIR COOL INDUSTRIAL CO LTD (744507) ¦ WCK52XX5 H557DT_10092012213121_8281439 | No
2101174 | Litex Industries, Inc./ Ellington Fans | Lowes | Lowes | BDB52BNK5P |  |  | Ceiling Fan Only | 52 | 201 | 126 | 89 |  | 10.5 | 57.9 |  | 30 |  | 1 | No | [15 empty] | Yes | [5 empty] | 2012-12-10 | 2012-10-22 | United States | ES_1105798_YU FUNG WAH ELECTRIC CO LTD (92016) ¦ BDB52BNK5P_11022012065608_9368632 | No
2291038 | Lowe's Home Improvement | Harbor Breeze | 0020160;0036261 | 0020160;0036261 |  |  | Ceiling Fan Only | 52 | 183 | 125 | 82 |  | 10.02 | 63.54 |  | Lifetime |  | 1 | No | [15 empty] | Yes | [5 empty] | 2012-06-07 | 2012-06-07 | United States | ES_1114486_0020160;0036261_02162017111801_1717492 | No
2172900 | Lowe's Home Improvement | Harbor Breeze | 52" Calera Ceiling Fan | CLR052-II |  | Indoor Ceiling Fan | Ceiling Fan with Light Kit | 52 | 189 | 139 | 101 |  | 12.9 | 62.4 |  | 30 |  | 1 | No |  |  |  |  | Fluorescent | 1200 | 18 |  | 66.67 | 0.54 | 2700K | 83 | 10000 |  |  | Yes | Non-Dimmable |  |  |  |  | 2010-10-15 | 2013-02-15 | United States | ES_1105798_CHIEN LUEN INDUSTRIES CO LTD (58846) ¦ CLR052-II_02152013185139_4299633 | No
2263285 | Lowe's Home Improvement | Harbor Breeze | 54in Easy Breeze | EBZ54 |  | Indoor Ceiling Fan | Ceiling Fan with Light Kit | 54 | 203 | 122 | 82 |  | 12.0 | 74.7 |  | 30 |  | 1 | No |  |  |  |  | LED | 1000 | 17.5 |  | 57.14 | 0.99 | 3000K | 81 | 54000 |  |  | Yes | Non-Dimmable |  |  |  |  | 2016-04-01 | 2016-03-24 | United States, Canada | ES_1099408_EBZ54_03252016043506_0506488 | No
2031502 | Lowe's Home Improvement | Harbor Breeze | BDB52xx5N | BDB52xx5N |  |  | Ceiling Fan Only | 52 | 214 | 127 | 87 |  | 9.3 | 59.8 |  | 30 |  | 1 | No | [15 empty] | Yes | [5 empty] | 2012-03-01 | 2012-02-28 | United States, Canada | ES_1105798_YU YUAN INDUSTRIAL CO LTD (744483) ¦ BDB52xx5N_10092012212740_8060414 | No
2303722 | Lowe's Home Improvement | Harbor Breeze | WCK52LMW5N | WCK52LMW5N | ,WCK52NWZ5N, |  | Ceiling Fan Only | 52 | 156 | 107 | 85 |  | 13.24 | 60.20 |  | Lifetime |  | Lifetime | No | [15 empty] | Yes | [5 empty] | 2017-09-19 | 2017-09-19 | United States | ES_1114486_WCK52LMW5N_09192017114258_7931634 | No
2206074 | Luminance | Concord Fan Co. | 52NAXXX | 52NAXXX |  |  | Ceiling Fan Only | 52 | 209 | 126 | 93 |  | 10.4 | 60.0 |  | 30 |  | 1 | No | [15 empty] | Yes | [5 empty] | 2012-03-01 | 2012-03-18 | United States, Canada | ES_1122933_52NAXXX_03142014060220_6940047 | No
2267958 | Luminance | Concord Fans | California Home | 52CH5XX/CF52242-XX |  |  | Ceiling Fan Only | 52 | 224 | 138 | 96 |  | 10.6 | 60.5 |  | 30 |  | 1 | No | [15 empty] | Yes | [5 empty] | 2016-05-16 | 2016-05-11 | United States, Canada | ES_1122933_52CH5XX/CF52242-XX_05262016091804_4284031 | No
2205957 | Luminance | Concord Fans | California Home | 52CH-XXX |  |  | Ceiling Fan Only | 52 | 202 | 118 | 78 |  | 11.5 | 70.3 |  | 30 |  | 1 | No | [15 empty] | Yes | [5 empty] | 2012-03-01 | 2012-02-28 | United States, Canada | ES_1122933_52CH-XXX_03112014025428_6468519 | No
2295311 | Luminance | Concord Fans | CENTURION - WITH LED LIGHT | 52CNT4**-ES-LED /CF52374-**-ES-LED |  | Indoor Ceiling Fan | Ceiling Fan with Light Kit | 52 | 179 | 134 | 98 |  | 12.0 | 52.0 |  | 30 |  | 1 | No |  |  |  |  | LED | 1600 | 18.3 |  | 87.43 | 1 | 3000K | 84 | 54000 |  |  | Yes | Continuous Dimming |  |  |  |  | 2017-02-27 | 2017-05-02 | United States, Canada | ES_1122933_52CNT4**-ES-LED /CF52374-**-ES-LED_05022017064408_7448130 | No
2205969 | Luminance | Concord Fans | Fernleaf Breeze | 52FEB5XX |  |  | Ceiling Fan Only | 52 | 178 | 117 | 78 |  | 10.7 | 68.1 |  | 30 |  | 1 | No | [15 empty] | Yes | [5 empty] | 2011-10-04 | 2013-09-25 | United States, Canada | ES_1122933_52FEB5XX_03122014082338_2618511 | No
2303086 | Luminance | Concord Fans | HERITAGE DESIGN LED FAN | 52HD5**-ES-LED/CF52868-##-ES-LED |  | Indoor Ceiling Fan | Ceiling Fan with Light Kit | 52 | 187 | 132 | 86 |  | 9.85 | 65.6 |  | 30 |  | 1 | No |  |  |  |  | LED | 1330 | 20 |  | 66.5 | 0.95 | 3000K | 92 | 35000 |  |  | Yes | Step Dimming |  |  |  |  | 2017-07-07 | 2017-08-31 | United States, Canada | ES_1122933_52HD5**-ES-LED/CF52868-##-ES-LED_09012017023348_3228030 | No
2294833 | Luminance | Concord Fans | HERITAGE FUSION - EASY HANG FAN WITH LED LIGHT | 52HEF5**-LED-QC/CF52831-**-LED-QC |  | Indoor Ceiling Fan | Ceiling Fan with Light Kit | 52 | 193 | 129 | 102 |  | 12.9 | 51.8 |  | 30 |  | 1 | No |  |  |  |  | LED | 1600 | 18.3 |  | 87.43 | 1 | 3000K | 83 | 54000 |  |  | Yes | Continuous Dimming |  |  |  |  | 2017-02-27 | 2017-04-21 | United States, Canada | ES_1122933_52HEF5**-LED-QC/CF52831-**-LED-QC_04252017031620_0180795 | No
2292850 | Luminance | Concord Fans | HERITAGE HOME-EASY HANG WITH LED LIGHT | 52HEH5**-LED-QC/CF52836-**-LED-QC |  | Indoor Ceiling Fan | Ceiling Fan with Light Kit | 52 | 191 | 133 | 103 |  | 13.3 | 50.1 |  | 30 |  | 1 | No |  |  |  |  | LED | 2430 | 28.5 |  | 85.26 | 0.96 | 2700K | 82 | 25000 |  |  | Yes | Non-Dimmable |  |  |  |  | 2017-02-27 | 2017-03-22 | United States, Canada | ES_1122933_52HEH5**-LED-QC/CF52836-**-LED-QC_03232017114513_9513705 | No
2293185 | Luminance | Concord Fans | HERITAGE SQUARE-EASY HANG FAN WITH LED LIGHT | CF52858-**-LED-QC |  | Indoor Ceiling Fan | Ceiling Fan with Light Kit | 52 | 206 | 133 | 92 |  | 10.5 | 58.8 |  | 30 |  | 1 | No |  |  |  |  | LED | 2430 | 28.5 |  | 85.26 | 0.96 | 2700K | 82 | 25000 |  |  | Yes | Non-Dimmable |  |  |  |  | 2017-02-27 | 2017-03-21 | United States, Canada | ES_1122933_CF52858-**-LED-QC_03282017025626_9786289 | No
2205968 | Luminance | Concord Fans | Madison | 52MA |  |  | Ceiling Fan Only | 52 | 219 | 132 | 87 |  | 10.2 | 74.8 |  | 30 |  | 1 | No | [15 empty] | Yes | [5 empty] | 2012-04-09 | 2012-08-28 | United States, Canada | ES_1122933_52MA_03122014082409_2649239 | No
2205967 | Luminance | Concord Fans | Nautica | 52NA |  |  | Ceiling Fan Only | 52 | 248 | 141 | 94 |  | 9.4 | 66.5 |  | 30 |  | 1 | No | [15 empty] | Yes | [5 empty] | 2012-04-09 | 2012-08-28 | United States, Canada | ES_1122933_52NA_03122014082435_2675144 | No
2205966 | Luminance | Concord Fans | ROOSEVELT | 60RS5xx |  |  | Ceiling Fan Only | 60 | 218 | 135 | 94 |  | 9.8 | 80.9 |  | 30 |  | 1 | No | [15 empty] | Yes | [5 empty] | 2013-02-10 | 2013-05-02 | United States, Canada | ES_1122933_60RS5xx_03122014082526_2726236 | No
2205965 | Luminance | Concord Fans | Roosevelt Fan | 52RS5XXX |  |  | Ceiling Fan Only | 52 | 207 | 132 | 89 |  | 9.8 | 64.8 |  | 30 |  | 1 | No | [15 empty] | Yes | [5 empty] | 2012-04-29 | 2012-07-17 | United States, Canada | ES_1122933_52RS5XXX_03122014082601_2761105 | No
2294059 | Luminance | Concord Fans | SATURN-EX-WITH LED LIGHT | 52SAX5**-LED/CF52370-##-LED |  | Indoor Ceiling Fan | Ceiling Fan with Light Kit | 52 | 192 | 116 | 83 |  | 12.57 | 71.6 |  | 30 |  | 1 | No |  |  |  |  | LED | 1556 | 19 |  | 81.89 | 0.92 | 3000K | 91 | 60000 |  |  | Yes | Continuous Dimming |  |  |  |  | 2017-02-27 | 2018-02-27 | United States, Canada | ES_1122933_52SAX5**-LED/CF52370-**-LED_04122017075015_3415802 | No
2292072 | Luminance | Concord Fans | SKYLARK - WITH LED LIGHT | *52SKY3***-ES-**-LED |  | Indoor Ceiling Fan | Ceiling Fan with Light Kit | 52 | 212 | 143 | 114 |  | 12.34 | 53.3 |  | 30 |  | 1 | No |  |  |  |  | LED | 1800 | 20 |  | 90 | 0.71 | 3000K | 82 | 54000 |  |  | Yes | Step Dimming |  |  |  |  | 2016-11-01 | 2017-03-08 | United States, Canada | ES_1122933_*52SKY3***-ES-**-LED_03082017093611_5771631 | No
2309167 | Luminance | Concord Fans | SKYLARK - WITH LED LIGHT | 52SKY3**-PCHN-ES-LED/CF52874-##-ES-LED |  | Indoor Ceiling Fan | Ceiling Fan with Light Kit | 52 | 239 | 145 | 103 |  | 11.6 | 56.3 |  | 30 |  | 1 | No |  |  |  |  | LED | 1668 | 20 |  | 83.4 | 0.87 | 3000K | 80 | 54000 |  |  | Yes | Continuous Dimming |  |  |  |  | 2017-07-10 | 2018-01-16 | United States, Canada | ES_1122933_52SKY3**-PCHN-ES-LED/CF52874-##-ES-LED_01162018031227_2347850 | No
2235251 | Minka Group | Minka Aire | Contractor Plus | F556-***** |  |  | Ceiling Fan Only | 52 | 235 | 124 | 90 |  | 9.7 | 66.5 |  | 30 |  | 1 | No | [15 empty] | Yes | [5 empty] | 2015-04-01 | 2015-03-25 | United States | ES_30086_F556-*****_03272015070837_0117781 | No
2266451 | Minka Group | Minka Aire | F624-***** | F624-***** |  |  | Ceiling Fan Only | 62 | 224 | 144 | 107 |  | 9.75 | 70.69 |  | lifetime |  | 1 | No | [15 empty] | Yes | [5 empty] | 2016-06-16 | 2016-05-09 | United States | ES_30086_F624-XXXXX_05042016103528_3586236 | No
2266450 | Minka Group | Minka Aire | F727-***** | F727-***** |  |  | Ceiling Fan Only | 52 | 214 | 110 | 78 |  | 8.92 | 84.94 |  | lifetime |  | 1 | No | [15 empty] | Yes | [5 empty] | 2016-06-16 | 2016-05-09 | United States | ES_30086_F727-XXXXX_05042016102746_6236230 | No
2211666 | Minka Group | Minka Aire | F738-***** | F738-***** | ,F738-ORB,; ,F738-WHF, |  | Ceiling Fan Only | 52 | 160 | 114 | 85 |  | 12.93 | 63.9 |  | lifetime |  | 1 | No | [15 empty] | Yes | [5 empty] | 2014-05-14 | 2014-05-16 | United States | ES_30086_F738-*_05142014141426_6833764 | No
2182808 | Minka Group | Minka Aire | F853-***** | F853-***** | F853-BN/DK,F853-BN/DK,; F853-BN/MM,F853-BN/MM,; F853-BN/SL,F853-BN/SL,; F853-RW,F853-RW,; F853-WH,F853-WH, |  | Ceiling Fan Only | 60 | 718 | 395 | 255 |  | 3.17 | 25.92 |  | Lifetime |  | 1 | No | [15 empty] | Yes | [5 empty] | 2013-06-04 | 2013-06-07 | United States | ES_30086_F853-*****_06042013170734_8365594 | No
2275217 | Minka Group | Minka Aire | Force | F838L-**** |  |  | Ceiling Fan Only | 60 | 865 | 295 | 137 |  | 4.5 | 45.6 |  | 30 |  | 1 | No | [15 empty] | Yes | [5 empty] | 2016-07-25 | 2016-08-15 | United States | ES_30086_F838L-****_08152016080022_8022481 | No
2180007 | Minka Group | Minka Aire | KEWL | F833-XX |  |  | Ceiling Fan Only | 52 | 205 | 152 | 115 |  | 7.5 | 55.0 |  | 30 |  | 1 | No | [15 empty] | Yes | [5 empty] | 2013-08-01 | 2013-05-02 | United States | ES_1105798_SUMMER WIND INTERNATIONAL LTD (735723) ¦ F833-XX_05022013071529_8929623 | No
2031622 | Minka Group | Minka Aire | New Era | F513-BN |  |  | Ceiling Fan Only | 52 | 186 | 114 | 85 |  | 12.46 | 73.08 |  | 30 |  | 1 | No | [15 empty] | Yes | [5 empty] | 2012-05-31 | 2012-07-05 | United States, Canada | ES_1105798_SIGMA ENGINEERING & MFG INC (294532) ¦ F513-BN_10092012213137_8297545 | No
2031619 | Minka Group | Minka Aire | New Era | F513-DRB |  |  | Ceiling Fan Only | 52 | 186 | 114 | 85 |  | 12.46 | 73.08 |  | 30 |  | 1 | No | [15 empty] | Yes | [5 empty] | 2012-05-31 | 2012-07-05 | United States, Canada | ES_1105798_SIGMA ENGINEERING & MFG INC (294532) ¦ F513-DRB_10092012213135_8295544 | No
2031620 | Minka Group | Minka Aire | New Era | F513-ORB |  |  | Ceiling Fan Only | 52 | 186 | 114 | 85 |  | 12.46 | 73.08 |  | 30 |  | 1 | No | [15 empty] | Yes | [5 empty] | 2012-05-31 | 2012-07-05 | United States, Canada | ES_1105798_SIGMA ENGINEERING & MFG INC (294532) ¦ F513-ORB_10092012213133_8293581 | No
2031621 | Minka Group | Minka Aire | New Era | F513-WH |  |  | Ceiling Fan Only | 52 | 186 | 114 | 85 |  | 12.46 | 73.08 |  | 30 |  | 1 | No | [15 empty] | Yes | [5 empty] | 2012-05-31 | 2012-07-05 | United States, Canada | ES_1105798_SIGMA ENGINEERING & MFG INC (294532) ¦ F513-WH_10092012213139_8299546 | No
2211010 | Minka Group | Minka Aire | ROTO | F524-XXXXX |  |  | Ceiling Fan Only | 52 | 275 | 150 | 113 |  | 7.5 | 51.5 |  | 30 |  | 1 | No | [15 empty] | Yes | [5 empty] | 2014-05-01 | 2014-05-19 | United States | ES_30086_F524-XXXXX_05202014030603_5163264 | No
2275216 | Minka Group | Minka Aire | Simple | F787-**** |  |  | Ceiling Fan Only | 52 | 682 | 365 | 213 |  | 2.98 | 33.1 |  | 30 |  | 1 | No | [15 empty] | Yes | [5 empty] | 2016-07-25 | 2016-08-15 | United States | ES_30086_F787-****_08152016071341_5221436 | No
2184745 | Minka Group | Minka Aire | SUNDANCE | F571-ORB |  |  | Ceiling Fan Only | 52 | 230 | 127 | 88 |  | 9.1 | 63.3 |  | 30 |  | 1 | No | [15 empty] | Yes | [5 empty] | 2012-10-01 | 2013-07-02 | United States, Canada | ES_1105798_SUMMER WIND INTERNATIONAL LTD (735723) ¦ F571-ORB_07022013063114_6674966 | No
2184746 | Minka Group | Minka Aire | SUNDANCE | F571-WH |  |  | Ceiling Fan Only | 52 | 230 | 127 | 88 |  | 9.1 | 63.3 |  | 30 |  | 1 | No | [15 empty] | Yes | [5 empty] | 2012-10-01 | 2013-07-02 | United States, Canada | ES_1105798_SUMMER WIND INTERNATIONAL LTD (735723) ¦ F571-WH_07022013063145_6705396 | No
2180008 | Minka Group | Minka Aire | WAVE | F843-XX |  |  | Ceiling Fan Only | 52 | 237 | 144 | 99 |  | 11.4 | 66.4 |  | 30 |  | 1 | No | [15 empty] | Yes | [5 empty] | 2013-08-01 | 2013-05-02 | United States | ES_1105798_SUMMER WIND INTERNATIONAL LTD (735723) ¦ F843-XX_05022013071633_8993070 | No
2177487 | Minka Group | Minka Group | Contractor Uni-Pack | F-648-XX |  | Indoor Ceiling Fan | Ceiling Fan with Light Kit | 52 | 199 | 125 | 83 |  | 9.8 | 65.4 |  | 30 |  | 1 | No |  |  |  |  | Fluorescent | 981 | 13 |  | 75.46 | 0.62 | 2700K | 82 | 10020 |  |  | Yes | Non-Dimmable |  |  |  |  | 2012-03-15 | 2012-02-23 | United States, Canada | ES_1105798_AIR COOL INDUSTRIAL CO LTD (744507) ¦ F-648-XX_04122013192145_4505826 | No
2181251 | Minka Group | Minka Group | F532-XXX | F532-XXX |  |  | Ceiling Fan Only | 60 | 254 | 150 | 104 |  | 11.3 | 65.1 |  | 30 |  | 1 | No | [15 empty] | Yes | [5 empty] | 2013-05-15 | 2013-05-20 | United States, Canada | ES_1105798_AIR COOL INDUSTRIAL CO LTD (744507) ¦ F532-XXX_05202013073707_5427285 | No
2031637 | Minka Group | Minka Group | F659-BCW | F659-BCW |  |  | Ceiling Fan Only | 54 | 227 | 135 | 88 |  | 9.8 | 71.6 |  | 30 |  | 1 | No | [15 empty] | Yes | [5 empty] | 2012-06-30 | 2012-07-11 | United States, Canada | ES_1105798_SIGMA ENGINEERING & MFG INC (294532) ¦ F659-BCW_10092012213143_8303574 | No
2031623 | Minka Group | Minka Group | F659-FB | F659-FB |  |  | Ceiling Fan Only | 54 | 227 | 135 | 88 |  | 9.8 | 71.6 |  | 30 |  | 1 | No | [15 empty] | Yes | [5 empty] | 2012-06-30 | 2012-07-11 | United States, Canada | ES_1105798_SIGMA ENGINEERING & MFG INC (294532) ¦ F659-FB_10092012213145_8305622 | No
2031625 | Minka Group | Minka Group | F659-PBL | F659-PBL |  |  | Ceiling Fan Only | 54 | 227 | 135 | 88 |  | 9.8 | 71.6 |  | 30 |  | 1 | No | [15 empty] | Yes | [5 empty] | 2012-06-30 | 2012-07-11 | United States, Canada | ES_1105798_SIGMA ENGINEERING & MFG INC (294532) ¦ F659-PBL_10092012213151_8311484 | No
2031635 | Minka Group | Minka Group | F659-PI | F659-PI |  |  | Ceiling Fan Only | 54 | 227 | 135 | 88 |  | 9.8 | 71.6 |  | 30 |  | 1 | No | [15 empty] | Yes | [5 empty] | 2012-06-30 | 2012-07-11 | United States, Canada | ES_1105798_SIGMA ENGINEERING & MFG INC (294532) ¦ F659-PI_10092012213149_8309556 | No
2031501 | Minka Group | Minka Group | F823-XX(F142) | F823-XX(F142) |  |  | Ceiling Fan Only | 52 | 464 | 310 | 198 |  | 4.2 | 30.2 |  | 30 |  | 1 | No | [15 empty] | Yes | [5 empty] | 2011-10-02 | 2011-08-15 | United States, Canada | ES_1105798_AIR COOL INDUSTRIAL CO LTD (744507) ¦ F823-XX(F142)_10092012212653_8013968 | No
2182115 | Minka Group | Minka Group | F888-XXX | F888-XXX |  | Outdoor Ceiling Fan | Ceiling Fan with Light Kit | 65 | 818 | 490 | 318 |  | 5.9 | 27.6 |  | 30 |  | 1 | No |  |  |  |  | Fluorescent | 1144 | 18 |  | 63.56 | 0.54 | 2700K | 81 | 10000 |  |  | Yes | Non-Dimmable |  |  |  |  | 2013-04-30 | 2013-05-31 | United States, Canada | ES_1105798_MINKA LIGHTING INC (16525) ¦ F888-XXX_06032013014916_4156906 | Yes
2031632 | Minka Group | Minka Group | KAFE | F695-CC |  |  | Ceiling Fan Only | 52 | 239 | 124 | 84 |  | 8.9 | 71.3 |  | 30 |  | 1 | No | [15 empty] | Yes | [5 empty] | 2012-07-24 | 2012-07-11 | United States, Canada | ES_1105798_SIGMA ENGINEERING & MFG INC (294532) ¦ F695-CC_10092012213202_8322675 | No
2031641 | Minka Group | Minka Group | KAFE | F695-KA |  |  | Ceiling Fan Only | 52 | 239 | 124 | 84 |  | 8.9 | 71.3 |  | 30 |  | 1 | No | [15 empty] | Yes | [5 empty] | 2012-07-24 | 2012-07-11 | United States, Canada | ES_1105798_SIGMA ENGINEERING & MFG INC (294532) ¦ F695-KA_10092012213204_8324586 | No
2031633 | Minka Group | Minka Group | KAFE | F695-VP |  |  | Ceiling Fan Only | 52 | 239 | 124 | 84 |  | 8.9 | 71.3 |  | 30 |  | 1 | No | [15 empty] | Yes | [5 empty] | 2012-07-24 | 2012-07-11 | United States, Canada | ES_1105798_SIGMA ENGINEERING & MFG INC (294532) ¦ F695-VP_10092012213200_8320698 | No
2031634 | Minka Group | Minka Group | KAFE-XL | F696-CC |  |  | Ceiling Fan Only | 60 | 231 | 136 | 89 |  | 10.8 | 84.6 |  | 30 |  | 1 | No | [15 empty] | Yes | [5 empty] | 2012-07-24 | 2012-07-11 | United States, Canada | ES_1105798_SIGMA ENGINEERING & MFG INC (294532) ¦ F696-CC_10092012213217_8337834 | No
2031638 | Minka Group | Minka Group | KAFE-XL | F696-KA |  |  | Ceiling Fan Only | 60 | 231 | 136 | 89 |  | 10.8 | 84.6 |  | 30 |  | 1 | No | [15 empty] | Yes | [5 empty] | 2012-07-24 | 2012-07-11 | United States, Canada | ES_1105798_SIGMA ENGINEERING & MFG INC (294532) ¦ F696-KA_10092012213219_8339784 | No
2031636 | Minka Group | Minka Group | KAFE-XL | F696-VP |  |  | Ceiling Fan Only | 60 | 231 | 136 | 89 |  | 10.8 | 84.6 |  | 30 |  | 1 | No | [15 empty] | Yes | [5 empty] | 2012-07-24 | 2012-07-11 | United States, Canada | ES_1105798_SIGMA ENGINEERING & MFG INC (294532) ¦ F696-VP_10092012213215_8335857 | No
2031630 | Minka Group | Minka Group | KOLA | F688-DBB |  |  | Ceiling Fan Only | 52 | 239 | 124 | 84 |  | 8.9 | 71.3 |  | 30 |  | 1 | No | [15 empty] | Yes | [5 empty] | 2012-07-24 | 2012-07-11 | United States, Canada | ES_1105798_SIGMA ENGINEERING & MFG INC (294532) ¦ F688-DBB_10092012213156_8317000 | No
2031626 | Minka Group | Minka Group | KOLA | F688-KA |  |  | Ceiling Fan Only | 52 | 239 | 124 | 84 |  | 8.9 | 71.3 |  | 30 |  | 1 | No | [15 empty] | Yes | [5 empty] | 2012-07-24 | 2012-07-11 | United States, Canada | ES_1105798_SIGMA ENGINEERING & MFG INC (294532) ¦ F688-KA_10092012213158_8318860 | No
2031627 | Minka Group | Minka Group | KOLA | F688-PW |  |  | Ceiling Fan Only | 52 | 239 | 124 | 84 |  | 8.9 | 71.3 |  | 30 |  | 1 | No | [15 empty] | Yes | [5 empty] | 2012-07-24 | 2012-07-11 | United States, Canada | ES_1105798_SIGMA ENGINEERING & MFG INC (294532) ¦ F688-PW_10092012213155_8315218 | No
2031628 | Minka Group | Minka Group | KOLA-XL | F689-DBB |  |  | Ceiling Fan Only | 60 | 231 | 136 | 89 |  | 10.8 | 84.6 |  | 30 |  | 1 | No | [15 empty] | Yes | [5 empty] | 2012-07-24 | 2012-07-11 | United States, Canada | ES_1105798_SIGMA ENGINEERING & MFG INC (294532) ¦ F689-DBB_10092012213212_8332187 | No
2031629 | Minka Group | Minka Group | KOLA-XL | F689-KA |  |  | Ceiling Fan Only | 60 | 231 | 136 | 89 |  | 10.8 | 84.6 |  | 30 |  | 1 | No | [15 empty] | Yes | [5 empty] | 2012-07-24 | 2012-07-11 | United States, Canada | ES_1105798_SIGMA ENGINEERING & MFG INC (294532) ¦ F689-KA_10092012213214_8334024 | No
2031631 | Minka Group | Minka Group | KOLA-XL | F689-PW |  |  | Ceiling Fan Only | 60 | 231 | 136 | 89 |  | 10.8 | 84.6 |  | 30 |  | 1 | No | [15 empty] | Yes | [5 empty] | 2012-07-24 | 2012-07-11 | United States, Canada | ES_1105798_SIGMA ENGINEERING & MFG INC (294532) ¦ F689-PW_10092012213210_8330281 | No
2217140 | Minka Group | Minka Group | Slipstream XXL | F889-XXX |  | Outdoor Ceiling Fan | Ceiling Fan with Light Kit | 84 | 1273 | 624 | 411 |  | 4.7 | 26.8 |  | 30 |  | 1 | No |  |  |  |  | Fluorescent | 1730 | 26 |  | 66.54 | 0.55 | 2700K | 82 | 10000 |  |  | Yes | Non-Dimmable |  |  |  |  | 2014-09-01 | 2014-08-08 | United States, Canada | ES_30086_F889-XXX_08082014053350_6030612 | Yes
2031582 | Minka Group | Minka Group | SUNDOWNER | F589-XXX |  |  | Ceiling Fan Only | 54 | 205 | 129 | 82 |  | 9.3 | 79.3 |  | 30 |  | 1 | No | [15 empty] | Yes | [5 empty] | 2012-03-30 | 2012-03-24 | United States, Canada | ES_1105798_AIR COOL INDUSTRIAL CO LTD (744507) ¦ F589-XXX_10092012213111_8271178 | No
2031605 | Minka Group | Minka Group | SUPRA52 | F568-XXX |  |  | Ceiling Fan Only | 52 | 239 | 143 | 86 |  | 8.6 | 72.1 |  | 30 |  | 1 | No | [15 empty] | Yes | [5 empty] | 2012-04-29 | 2012-04-18 | United States, Canada | ES_1105798_AIR COOL INDUSTRIAL CO LTD (744507) ¦ F568-XXX_10092012213125_8285788 | No
2031541 | Minka Group | Minka Group | TIMELESS | F614(RM175) |  |  | Ceiling Fan Only | 54 | 204 | 134 | 89 |  | 11.6 | 70.5 |  | 30 |  | 1 | No | [15 empty] | Yes | [5 empty] | 2012-03-01 | 2012-03-25 | United States, Canada | ES_1105798_AIR COOL INDUSTRIAL CO LTD (744507) ¦ F614(RM175)_10092012212949_8189923 | No
2031581 | Minka Group | Minka Group | ULTRA-MAX | F588-SP-XXX |  |  | Ceiling Fan Only | 54 | 166 | 123 | 83 |  | 12.2 | 76.0 |  | 30 |  | 1 | No | [15 empty] | Yes | [5 empty] | 2012-04-29 | 2012-04-15 | United States, Canada | ES_1105798_AIR COOL INDUSTRIAL CO LTD (744507) ¦ F588-SP-XXX_10092012213123_8283554 | No
2177592 | Minka Group | Minka Group | ZEN | F514-BN |  | Indoor Ceiling Fan | Ceiling Fan with Light Kit | 52 | 199 | 121 | 86 |  | 11.82 | 71.45 |  | 30 |  | 1 | No |  |  |  |  | Fluorescent | 900 | 13 |  | 69.23 | 0.55 | 2700K | 82 | 10000 |  |  | Yes | Non-Dimmable |  |  |  |  | 2012-06-01 | 2012-07-05 | United States, Canada | ES_1105798_SIGMA ENGINEERING & MFG INC (294532) ¦ F514-BN_04152013141211_5131320 | No
2177591 | Minka Group | Minka Group | ZEN | F514-ORB |  | Indoor Ceiling Fan | Ceiling Fan with Light Kit | 52 | 199 | 121 | 86 |  | 11.82 | 71.45 |  | 30 |  | 1 | No |  |  |  |  | Fluorescent | 900 | 13 |  | 69.23 | 0.55 | 2700K | 82 | 10000 |  |  | Yes | Non-Dimmable |  |  |  |  | 2012-06-01 | 2012-07-05 | United States, Canada | ES_1105798_SIGMA ENGINEERING & MFG INC (294532) ¦ F514-ORB_04152013141218_5138908 | No
2177593 | Minka Group | Minka Group | ZEN | F514-WH |  | Indoor Ceiling Fan | Ceiling Fan with Light Kit | 52 | 199 | 121 | 86 |  | 11.82 | 71.45 |  | 30 |  | 1 | No |  |  |  |  | Fluorescent | 900 | 13 |  | 69.23 | 0.55 | 2700K | 82 | 10000 |  |  | Yes | Non-Dimmable |  |  |  |  | 2012-06-01 | 2012-07-05 | United States, Canada | ES_1105798_SIGMA ENGINEERING & MFG INC (294532) ¦ F514-WH_04152013141227_5147434 | No
2176440 | Old Jacksonville Ceiling Fan Company | Old Jacksonville Ceiling Fan Company | 52��� Antebellum #15A | 52-ATB |  |  | Ceiling Fan Only | 52 | 208 | 136 | 99 |  | 10.6 | 64.0 |  | 30 |  | 1 | No | [15 empty] | Yes | [5 empty] | 2012-12-13 | 2013-04-01 | United States, Canada | ES_1105798_CHIEN LUEN INDUSTRIES CO LTD (58846) ¦ 52-ATB_04012013052234_3754822 | No
2164491 | Old Jacksonville Ceiling Fan Company | Old Jacksonville Ceiling Fan Company | 52" Bahama Breeze #18C | 52-PTO |  |  | Ceiling Fan Only | 52 | 215 | 141 | 93 |  | 9.2 | 71.9 |  | 30 |  | 1 | No | [15 empty] | Yes | [5 empty] | 2012-10-04 | 2012-12-24 | United States, Canada | ES_1105798_CHIEN LUEN INDUSTRIES CO LTD (58846) ¦ 52-PTO_12242012054105_7665406 | No
2164490 | Old Jacksonville Ceiling Fan Company | Old Jacksonville Ceiling Fan Company | 52" Classic #15C | 52-CLS |  |  | Ceiling Fan Only | 52 | 225 | 143 | 94 |  | 10.1 | 64.7 |  | 30 |  | 1 | No | [15 empty] | Yes | [5 empty] | 2012-10-04 | 2012-12-24 | United States, Canada | ES_1105798_CHIEN LUEN INDUSTRIES CO LTD (58846) ¦ 52-CLS_12242012053933_7573644 | No
2031599 | Orgill, Inc. | Orgill Inc. | 068-7343 | 068-7343 |  |  | Ceiling Fan Only | 52 | 228 | 149 | 95 |  | 9.1 | 60.6 |  | 30 |  | 1 | No | [15 empty] | Yes | [5 empty] | 2012-08-14 | 2012-07-16 | United States, Canada | ES_1105798_AIR COOL INDUSTRIAL CO LTD (744507) ¦ 068-7343_10092012213239_8359335 | No
2031604 | Orgill, Inc. | Orgill Inc. | 107-1893 | 107-1893 |  |  | Ceiling Fan Only | 52 | 228 | 149 | 95 |  | 9.1 | 60.6 |  | 30 |  | 1 | No | [15 empty] | Yes | [5 empty] | 2012-08-14 | 2012-07-16 | United States, Canada | ES_1105798_AIR COOL INDUSTRIAL CO LTD (744507) ¦ 107-1893_10092012213237_8357429 | No
2031473 | Orgill, Inc. | Orgill Inc. | 110-0668 | 110-0668 |  |  | Ceiling Fan Only | 52 | 228 | 149 | 95 |  | 9.1 | 60.6 |  | 30 |  | 1 | No | [15 empty] | Yes | [5 empty] | 2012-08-14 | 2012-07-16 | United States, Canada | ES_1105798_AIR COOL INDUSTRIAL CO LTD (744507) ¦ 110-0668_10092012212655_8015808 | No
2184659 | Palm Coast Imports | Harbor Breeze | Calera | 020160 |  |  | Ceiling Fan Only | 52 | 224 | 133 | 87 |  | 9.11 | 62.68 |  | Limited Lifetime |  | One | No | [15 empty] | Yes | [5 empty] | 2013-06-10 | 2013-06-28 | United States | ES_1102518_020160_06212013080453_1370965 | No
2184660 | Palm Coast Imports | Harbor Breeze | Pacific Grove | 451809 |  |  | Ceiling Fan Only | 52 | 172 | 133 | 87 |  | 9.5 | 62.64 |  | Limited Lifetime |  | One | No | [15 empty] | Yes | [5 empty] | 2013-06-10 | 2013-06-28 | United States | ES_1102518_451809_06212013080705_2093927 | No
2263707 | Palm Coast Imports | Honeywell | Elston M52-5B/1LEW1M | 10290 |  | Indoor Ceiling Fan | Ceiling Fan with Light Kit | 52 | 201 | 129 | 86 |  | 8.96 | 64.47 |  | Lifetime |  | 1 | No |  |  |  |  | LED | 1317 | 17.1 |  | 77.02 | 1 | 2700K | 81 | 54000 |  |  | Yes | Non-Dimmable |  |  |  |  | 2016-03-01 | 2016-04-06 | United States | ES_1102518_10290_01072016124958_6721460 | No
2287176 | Palm Coast Imports | Seasons | Point Reyes | 32108 |  |  | Ceiling Fan Only | 52 | 224 | 133 | 86 |  | 8.72 | 63.46 |  | Lifetime |  | One Year | No | [15 empty] | Yes | [5 empty] | 2016-12-15 | 2016-12-27 | United States | ES_1102518_32108_12272016085138_1864587 | No
2263705 | Palm Coast Imports | Turn of the Century | Energy Select M52-5B/A1M | 20500 |  |  | Ceiling Fan Only | 52 | 193 | 122 | 84 |  | 8.81 | 66.42 |  | Lifetime |  | 1 | No | [15 empty] | Yes | [5 empty] | 2015-12-23 | 2016-04-04 | United States | ES_1102518_20500_02292016074204_8940698 | No
2031485 | Progress Lighting | Progress Lighting | 52in North Park | P2531 P2531-09 |  |  | Ceiling Fan Only | 52 | 189 | 134 | 92 |  | 12.3 | 57.1 |  | 30 |  | 2 | No | [15 empty] | Yes | [5 empty] | 2011-06-11 | 2012-03-17 | United States | ES_1105798_CHIEN LUEN INDUSTRIES CO LTD (58846) ¦ P2531 P2531-09_10092012212746_8066269 | No
2031470 | Progress Lighting | Progress Lighting | 52in North Park | P2531 P2531-20 |  |  | Ceiling Fan Only | 52 | 189 | 134 | 92 |  | 12.3 | 57.1 |  | 30 |  | 2 | No | [15 empty] | Yes | [5 empty] | 2011-06-11 | 2012-03-17 | United States | ES_1105798_CHIEN LUEN INDUSTRIES CO LTD (58846) ¦ P2531 P2531-20_10092012212748_8068094 | No
2194050 | Progress Lighting | Progress Lighting | AirPro | AirPro | ,P2521-xxxxxx, |  | Ceiling Fan Only | 52 | 193 | 118 | 86 |  | 10.8 | 62.8 |  | 30 |  | 1 | No | [15 empty] | Yes | [5 empty] | 2006-01-01 | 2013-03-26 | United States | ES_41249_AirPro_11082013144616_4584161 | No
2194048 | Progress Lighting | Progress Lighting | AirPro | AirPro | ,P2503-xxxxxx, |  | Ceiling Fan Only | 52 | 204 | 126 | 85 |  | 9.83 | 70.67 |  | Lifetime |  | 1 | No | [15 empty] | Yes | [5 empty] | 2002-12-01 | 2012-03-26 | United States | ES_41249_AirPro_11082013144430_919610 | No
2194049 | Progress Lighting | Progress Lighting | AirPro | AirPro | ,P2501-xxxxxx, |  | Ceiling Fan Only | 52 | 211 | 133 | 82 |  | 8.56 | 64.01 |  | 30 |  | 1 | No | [15 empty] | Yes | [5 empty] | 2002-12-01 | 2013-03-26 | United States | ES_41249_AirPro_11082013144745_4255029 | No
2194051 | Progress Lighting | Progress Lighting | AirPro | AirPro | ,P2530-xxxxxx, |  | Ceiling Fan Only | 54 | 220 | 135 | 94 |  | 9.95 | 65.73 |  | 30 |  | 1 | No | [15 empty] | Yes | [5 empty] | 2010-02-01 | 2013-03-26 | United States | ES_41249_AirPro_11082013144846_5281793 | No
2031492 | Quorum International | Quorum International | Allure Patio/All-Weather 136525-xx/146525-xx | Allure Patio/All-Weather 136525-xx/146525-xx |  |  | Ceiling Fan Only | 52 | 203 | 127 | 91 |  | 10.2 | 60.9 |  | 30 |  | 1 | No | [15 empty] | Yes | [5 empty] | 2011-11-15 | 2011-12-06 | United States, Canada | ES_1105798_AIR COOL INDU (178659) ¦ Allure Patio/Allure All-Weather 136525-xx/146525-x_10092012164939_1379100 | No
2291862 | Quorum International | Quorum International | Capri IX | 7525-0** | Capri IX,7525-1**,; Capri IX,7525-3**, | Indoor Ceiling Fan | Ceiling Fan with Light Kit | 52 | 226 | 134 | 93 |  | 9.8 | 62.0 |  | 30 |  | 1 | No |  |  |  |  | LED | 3200 | 40 |  | 80 | 0.95 | 3000K | 94 | 25000 |  |  | Yes | Non-Dimmable |  |  |  |  | 2017-01-03 | 2017-01-20 | United States | ES_1003183_7525-0**_03032017073658_6618765 | No
2290880 | Quorum International | Quorum International | Capri VIII | 7525-90** | Capri VIII,7525-92**,; Capri VIII,7525-96**, | Indoor Ceiling Fan | Ceiling Fan with Light Kit | 52 | 234 | 146 | 100 |  | 10.2 | 59.4 |  | 30 |  | 1 | No |  |  |  |  | LED | 1600 | 20 |  | 80 | 0.95 | 3000K | 94 | 25000 |  |  | Yes | Non-Dimmable |  |  |  |  | 2017-01-03 | 2017-02-17 | United States | ES_1003183_7525-90**_02172017104127_8087347 | No
2031531 | Quorum International | Quorum International | CHATEUX | 78525-XX |  |  | Ceiling Fan Only | 52 | 210 | 135 | 89 |  | 11.5 | 68.4 |  | 30 |  | 1 | No | [15 empty] | Yes | [5 empty] | 2012-03-01 | 2012-03-18 | United States, Canada | ES_1105798_AIR COOL INDUSTRIAL CO LTD (744507) ¦ 78525-XX_10092012212854_8134080 | No
2031511 | Quorum International | Quorum International | EMPRESS | 35525-XX |  |  | Ceiling Fan Only | 52 | 210 | 135 | 89 |  | 11.5 | 68.4 |  | 30 |  | 1 | No | [15 empty] | Yes | [5 empty] | 2012-03-01 | 2012-03-18 | United States, Canada | ES_1105798_AIR COOL INDUSTRIAL CO LTD (744507) ¦ 35525-XX_10092012212855_8135923 | No
2031558 | Quorum International | Quorum International | HOFFMAN | 83525-XX |  |  | Ceiling Fan Only | 52 | 198 | 122 | 82 |  | 9.8 | 67.1 |  | 30 |  | 1 | No | [15 empty] | Yes | [5 empty] | 2012-03-01 | 2012-02-28 | United States, Canada | ES_1105798_AIR COOL INDUSTRIAL CO LTD (744507) ¦ 83525-XX_10092012213019_8219855 | No
2031509 | Quorum International | Quorum International | HUDSON PATIO | 137525-XX |  |  | Ceiling Fan Only | 52 | 202 | 118 | 78 |  | 11.5 | 70.3 |  | 30 |  | 1 | No | [15 empty] | Yes | [5 empty] | 2012-03-01 | 2012-02-28 | United States, Canada | ES_1105798_AIR COOL INDUSTRIAL CO LTD (744507) ¦ 137525-XX_10092012212842_8122952 | No
2031512 | Quorum International | Quorum International | LIBERTY | 49525-XX |  |  | Ceiling Fan Only | 52 | 209 | 126 | 93 |  | 10.4 | 60.0 |  | 30 |  | 1 | No | [15 empty] | Yes | [5 empty] | 2012-03-01 | 2012-02-28 | United States, Canada | ES_1105798_AIR COOL INDUSTRIAL CO LTD (744507) ¦ 49525-XX_10092012212818_8098212 | No
2031513 | Quorum International | Quorum International | MARSDEN | 139525-XX |  |  | Ceiling Fan Only | 52 | 209 | 126 | 93 |  | 10.4 | 60.0 |  | 30 |  | 1 | No | [15 empty] | Yes | [5 empty] | 2012-03-01 | 2012-02-28 | United States, Canada | ES_1105798_AIR COOL INDUSTRIAL CO LTD (744507) ¦ 139525-XX_10092012212820_8100036 | No
2031560 | Quorum International | Quorum International | PINNACLE | 91525-XX |  |  | Ceiling Fan Only | 52 | 255 | 128 | 82 |  | 8.78 | 84.37 |  | 30 |  | 1 | No | [15 empty] | Yes | [5 empty] | 2012-03-30 | 2012-06-18 | United States, Canada | ES_1105798_AIR COOL INDUSTRIAL CO LTD (744507) ¦ 91525-XX_10092012213010_8210234 | No
2031554 | Quorum International | Quorum International | PINNACLE PATIO | 191525-XX |  |  | Ceiling Fan Only | 52 | 255 | 128 | 82 |  | 8.78 | 84.37 |  | 30 |  | 1 | No | [15 empty] | Yes | [5 empty] | 2012-03-30 | 2012-06-18 | United States, Canada | ES_1105798_AIR COOL INDUSTRIAL CO LTD (744507) ¦ 191525-XX_10092012213012_8212094 | No
2031518 | Quorum International | Quorum International | PORTSIDE PATIO | 144525-XX |  |  | Ceiling Fan Only | 52 | 209 | 126 | 93 |  | 10.4 | 60.0 |  | 30 |  | 1 | No | [15 empty] | Yes | [5 empty] | 2012-03-01 | 2012-03-18 | United States, Canada | ES_1105798_AIR COOL INDUSTRIAL CO LTD (744507) ¦ 144525-XX_10092012212821_8101942 | No
2031519 | Quorum International | Quorum International | VENTURE | 79525-XX |  |  | Ceiling Fan Only | 52 | 202 | 118 | 78 |  | 11.5 | 70.3 |  | 30 |  | 1 | No | [15 empty] | Yes | [5 empty] | 2012-03-01 | 2012-02-28 | United States, Canada | ES_1105798_AIR COOL INDUSTRIAL CO LTD (744507) ¦ 79525-XX_10092012212839_8119165 | No
2031520 | Quorum International | Quorum International | WINSOR | 85525-XX |  |  | Ceiling Fan Only | 52 | 210 | 135 | 89 |  | 11.5 | 68.4 |  | 30 |  | 1 | No | [15 empty] | Yes | [5 empty] | 2012-03-01 | 2012-03-18 | United States, Canada | ES_1105798_AIR COOL INDUSTRIAL CO LTD (744507) ¦ 85525-XX_10092012212852_8132207 | No
2225177 | Regency Ceiling Fans | Regency | Professional Series Fan | PFES52-C |  |  | Ceiling Fan Only | 52 | 240 | 136 | 93 |  | 9.7 | 62.3 |  | 30 |  | 1 | No | [15 empty] | Yes | [5 empty] | 2014-09-01 | 2014-11-17 | United States, Canada | ES_30391_PFES52-C_11172014072859_9339164 | No
2031592 | Regency Ceiling Fans | Regency Ceiling Fan Co. | PATIO PRO | VP2-XXX |  |  | Ceiling Fan Only | 52 | 219 | 205 | 109 |  | 10.74 | 53.9 |  | 30 |  | 1 | No | [15 empty] | Yes | [5 empty] | 2012-03-30 | 2012-03-24 | United States, Canada | ES_1105798_AIR COOL INDUSTRIAL CO LTD (744507) ¦ VP2-XXX_10092012213105_8265097 | No
2031593 | Regency Ceiling Fans | Regency Ceiling Fan Co. | VERA CRUZ | VC2-XXX |  |  | Ceiling Fan Only | 52 | 219 | 205 | 109 |  | 10.74 | 53.9 |  | 30 |  | 1 | No | [15 empty] | Yes | [5 empty] | 2012-03-30 | 2012-03-24 | United States, Canada | ES_1105798_AIR COOL INDUSTRIAL CO LTD (744507) ¦ VC2-XXX_10092012213107_8267134 | No
2031651 | Regency Ceiling Fans | Regency Ceiling Fans | MX EXCEL | MX2-AB | MX EXCEL,MX2-AB,; MX EXCEL,MX2-AC,; MX EXCEL,MX2-AW,; MX EXCEL,MX2-BN,; MX EXCEL,MX2-BR,; MX EXCEL,MX2-CW,; MX EXCEL,MX2-MB,; MX EXCEL,MX2-MS,; MX EXCEL,MX2-ORB,; MX EXCEL,MX2-SS, |  | Ceiling Fan Only | 52 | 223 | 125 | 82 |  | 9.5 | 77.7 |  | 30 |  | 1 | No | [15 empty] | Yes | [5 empty] | 2012-03-29 | 2012-03-07 | United States, Canada | ES_1105798_AIR COOL INDUSTRIAL CO LTD (744507) ¦ MX2-AB_10092012213314_8394802 | No
2031677 | Regency Ceiling Fans | Regency Ceiling Fans | OASIS | OA2-XXX |  |  | Ceiling Fan Only | 52 | 249 | 157 | 108 |  | 10.4 | 59.5 |  | 30 |  | 1 | No | [15 empty] | Yes | [5 empty] | 2012-04-19 | 2012-04-15 | United States, Canada | ES_1105798_AIR COOL INDUSTRIAL CO LTD (744507) ¦ OA2-XXX_10092012213311_8391093 | No
2031606 | Regency Ceiling Fans | Regency Ceiling Fans Co. | LAFAYETTE | LF-XXX |  |  | Ceiling Fan Only | 52 | 213 | 125 | 77 |  | 8.6 | 79.6 |  | 30 |  | 1 | No | [15 empty] | Yes | [5 empty] | 2012-04-09 | 2012-04-08 | United States, Canada | ES_1105798_AIR COOL INDUSTRIAL CO LTD (744507) ¦ LF-XXX_10092012213129_8289730 | No
2031607 | Regency Ceiling Fans | Regency Ceiling Fans Co. | MARQUIS | MR2-XXX |  |  | Ceiling Fan Only | 52 | 213 | 125 | 77 |  | 8.6 | 79.6 |  | 30 |  | 1 | No | [15 empty] | Yes | [5 empty] | 2012-04-09 | 2012-04-08 | United States, Canada | ES_1105798_AIR COOL INDUSTRIAL CO LTD (744507) ¦ MR2-XXX_10092012213127_8287800 | No
2031537 | Regency Ceiling Fans | Regency Fan Co. | Caman | CM-XXX |  |  | Ceiling Fan Only | 52 | 210 | 135 | 89 |  | 11.5 | 68.4 |  | 30 |  | 1 | No | [15 empty] | Yes | [5 empty] | 2012-03-01 | 2012-03-18 | United States, Canada | ES_1105798_AIR COOL INDUSTRIAL CO LTD (744507) ¦ CM-XXX_10092012212857_8137768 | No
2031586 | Regency Ceiling Fans | Regency Fan Co. | Gladiator III | GL3-XXX(AC391) |  |  | Ceiling Fan Only | 60 | 576 | 370 | 243 |  | 4.7 | 27.2 |  | 30 |  | 1 | No | [15 empty] | Yes | [5 empty] | 2012-03-01 | 2012-03-25 | United States, Canada | ES_1105798_AIR COOL INDUSTRIAL CO LTD (744507) ¦ GL3-XXX(AC391)_10092012213004_8204659 | No
2192653 | Royal Pacific Ltd. | Royal Pacific | Aero | 1005xx-ES |  | Indoor Ceiling Fan | Ceiling Fan with Light Kit | 50 | 210 | 150 | 103 |  | 13.4 | 58.2 |  | 30 |  | 1 | No |  |  |  |  | Fluorescent | 900 | 13 |  | 69.23 | 0.62 | 2700K | 82 | 10000 |  |  | Yes | Non-Dimmable |  |  |  |  | 2013-10-31 | 2013-10-21 | United States, Canada | ES_1105798_KING ONE PRODUCTS CO (554995) ¦ 1005xx-ES_10212013020241_0961080 | No
2175584 | Royal Pacific Ltd. | Royal Pacific | Contempo | 1079xx-ES |  | Indoor Ceiling Fan | Ceiling Fan with Light Kit | 50 | 278 | 155 | 113 |  | 8.9 | 52.2 |  | 30 |  | 1 | No |  |  |  |  | Fluorescent | 900 | 13 |  | 69.23 | 0.62 | 2700K | 82 | 10000 |  |  | Yes | Non-Dimmable |  |  |  |  | 2013-06-01 | 2013-03-20 | United States, Canada | ES_1105798_KING ONE PRODUCTS CO (554995) ¦ 1079xx-ES_03202013063458_1298540 | No
2183679 | Royal Pacific Ltd. | Royal Pacific | Europa | 1004xx-ES |  | Indoor Ceiling Fan | Ceiling Fan with Light Kit | 50 | 233 | 160 | 108 |  | 13.6 | 61.4 |  | 30 |  | 1 | No |  |  |  |  | Fluorescent | 900 | 13 |  | 69.23 | 0.62 | 2700K | 82 | 10000 |  |  | Yes | Non-Dimmable |  |  |  |  | 2013-08-15 | 2013-06-20 | United States, Canada | ES_1105798_KING ONE PRODUCTS CO (554995) ¦ 1004xx-ES_06202013090250_8970472 | No
2215255 | Royal Pacific Ltd. | Royal Pacific | Sunset | 1015W-xx-ES |  |  | Ceiling Fan Only | 52 | 224 | 146 | 105 |  | 10.4 | 60.1 |  | 30 |  | 1 | No | [15 empty] | Yes | [5 empty] | 2014-08-15 | 2014-07-14 | United States | ES_1023643_1015W-xx-ES_07142014090541_8741873 | No
2215256 | Royal Pacific Ltd. | Royal Pacific | Torrent | 1017W-xx-ES |  |  | Ceiling Fan Only | 52 | 220 | 147 | 104 |  | 10.5 | 60.2 |  | 30 |  | 1 | No | [15 empty] | Yes | [5 empty] | 2014-08-15 | 2014-07-14 | United States | ES_1023643_1017W-xx-ES_07142014090731_8851286 | No
2031555 | Royal Pacific Ltd. | Royal Pacific Ltd. | Royal Star I | 1052XX-ES |  |  | Ceiling Fan Only | 52 | 209 | 125 | 87 |  | 9.3 | 61.1 |  | 30 |  | 1 | No | [15 empty] | Yes | [5 empty] | 2012-03-01 | 2012-03-18 | United States, Canada | ES_1105798_AIR COOL INDUSTRIAL CO LTD (744507) ¦ 1052XX-ES_10092012213050_8250916 | No
2031597 | Royal Pacific Ltd. | Royal Pacific Ltd. | Royal Star IV | 1051XX-ES |  |  | Ceiling Fan Only | 52 | 209 | 125 | 87 |  | 9.3 | 61.1 |  | 30 |  | 1 | No | [15 empty] | Yes | [5 empty] | 2012-03-01 | 2012-03-18 | United States, Canada | ES_1105798_AIR COOL INDUSTRIAL CO LTD (744507) ¦ 1051XX-ES_10092012213048_8248965 | No
2031510 | Royal Pacific Ltd. | Royal Pacific Ltd. | Torrent | 1017W-XX-ES |  |  | Ceiling Fan Only | 52 | 202 | 118 | 78 |  | 11.5 | 70.3 |  | 30 |  | 1 | No | [15 empty] | Yes | [5 empty] | 2012-03-01 | 2012-03-18 | United States, Canada | ES_1105798_AIR COOL INDUSTRIAL CO LTD (744507) ¦ 1017W-XX-ES_10092012212848_8128615 | No
2257526 | Royal Pacific Ltd. | RP | Caribbean | 1051 |  |  | Ceiling Fan Only | 52 | 194 | 124 | 85 |  | 12.8 | 61.9 |  | 30 |  | 1 | No | [15 empty] | Yes | [5 empty] | 2016-03-10 | 2016-01-29 | United States | ES_1023643_1051_02012016014128_0888081 | No
2289938 | Royal Pacific Ltd. | RP | Mediterranean | 1056** |  |  | Ceiling Fan Only | 52 | 172 | 120 | 88 |  | 14.27 | 62.5 |  | 30 |  | 1 | No | [15 empty] | Yes | [5 empty] | 2017-01-01 | 2017-02-02 | United States | ES_1023643_1056**_02022017084512_5112232 | No
2289937 | Royal Pacific Ltd. | RP | Rotor | 1076** |  | Indoor Ceiling Fan | Ceiling Fan with Light Kit | 52 | 180 | 130 | 114 |  | 17.2 | 51.2 |  | 30 |  | 1 | No |  |  |  |  | LED | 1650 | 15 |  | 110 | 0.99 | 3000K | 83 | 51000 |  |  | Yes | Continuous Dimming |  |  |  |  | 2017-01-01 | 2017-02-02 | United States | ES_1023643_1076**_02022017074917_1757599 | No
2257384 | Royal Pacific Ltd. | RP | Royal Star | 1052 |  |  | Ceiling Fan Only | 52 | 177 | 125 | 86 |  | 13.2 | 62.2 |  | 30 |  | 1 | No | [15 empty] | Yes | [5 empty] | 2016-03-10 | 2016-01-27 | United States | ES_1023643_1052_01282016024607_9167025 | No
2289939 | Royal Pacific Ltd. | RP | Sunset | 1015W-**-ES |  |  | Ceiling Fan Only | 52 | 170 | 126 | 100 |  | 15.97 | 53.1 |  | 30 |  | 1 | No | [15 empty] | Yes | [5 empty] | 2017-01-01 | 2017-02-02 | United States | ES_1023643_1015W-**-ES_02022017085311_5591312 | No
2301806 | Royal Pacific Ltd. | RP Lighting | Arctic | 1070** |  |  | Ceiling Fan Only | 70 | 687 | 396 | 256 |  | 10.2 | 47.3 |  | 30 |  | 1 | No | [15 empty] | Yes | [5 empty] | 2017-06-01 | 2017-07-19 | United States | ES_1023643_1070**_08072017091412_7252333 | No
2304431 | Royal Pacific Ltd. | RP Lighting | Contempo I LED | 1078LED-** |  | Indoor Ceiling Fan | Ceiling Fan with Light Kit | 50 | 215 | 140 | 97 |  | 12.7 | 62.4 |  | 30 |  | 1 | No |  |  |  |  | LED | 1100 | 16 |  | 68.75 | 0.99 | 3000K | 95 | 36000 |  |  | Yes | Continuous Dimming |  |  |  |  | 2017-07-01 | 2018-02-26 | United States | ES_1023643_1078LED-**_10022017074412_0252325 | No
2230151 | Royal Pacific Ltd. | RP Lighting | Contempo LED | 1079LED-** |  | Indoor Ceiling Fan | Ceiling Fan with Light Kit | 50 | 278 | 155 | 113 |  | 8.9 | 52.2 |  | 30 |  | 1 | No |  |  |  |  | LED | 1100 | 16 |  | 68.75 | 0.99 | 3000K | 95 | 36000 |  |  | Yes | Continuous Dimming |  |  |  |  | 2017-07-01 | 2018-02-26 | United States | ES_1023643_1079LED-XX_12242014092608_3168870 | No
2304432 | Royal Pacific Ltd. | RP Lighting | Europa I LED | 1007LED-** |  | Indoor Ceiling Fan | Ceiling Fan with Light Kit | 50 | 201 | 136 | 89 |  | 12.8 | 65.2 |  | 30 |  | 1 | No |  |  |  |  | LED | 1100 | 16 |  | 68.75 | 0.99 | 3000K | 95 | 36000 |  |  | Yes | Continuous Dimming |  |  |  |  | 2017-07-01 | 2018-02-26 | United States | ES_1023643_1007LED-**_10022017074319_0199742 | No
2306407 | Royal Pacific Ltd. | RP Lighting | Europa LED | 1008LED-** |  | Indoor Ceiling Fan | Ceiling Fan with Light Kit | 50 | 233 | 160 | 108 |  | 13.6 | 61.4 |  | 30 |  | 1 | No |  |  |  |  | LED | 1100 | 16 |  | 68.75 | 0.99 | 3000K | 95 | 36000 |  |  | Yes | Continuous Dimming |  |  |  |  | 2017-07-01 | 2018-02-26 | United States | ES_1023643_1008LED-**_11092017034450_9090457 | No
2304430 | Royal Pacific Ltd. | RP Lighting | Mirage I LED | 1025LED-** |  | Indoor Ceiling Fan | Ceiling Fan with Light Kit | 50 | 202 | 134 | 87 |  | 12.9 | 64.2 |  | 30 |  | 1 | No |  |  |  |  | LED | 1100 | 16 |  | 68.75 | 0.99 | 3000K | 95 | 36000 |  |  | Yes | Continuous Dimming |  |  |  |  | 2017-07-01 | 2018-02-26 | United States | ES_1023643_1025LED-**_10022017074340_0220679 | No
2230153 | Royal Pacific Ltd. | RP Lighting | Mirage LED | 1005LED-** |  | Indoor Ceiling Fan | Ceiling Fan with Light Kit | 50 | 210 | 150 | 103 |  | 13.4 | 58.2 |  | 30 |  | 1 | No |  |  |  |  | LED | 1100 | 16 |  | 68.75 | 0.99 | 3000K | 95 | 36000 |  |  | Yes | Continuous Dimming |  |  |  |  | 2017-07-01 | 2017-10-02 | United States | ES_1023643_1005LED-XX_12242014092701_3221154 | No
2283511 | Safety Quick Lighting & Fans Corp. | GE | Arrowood II | 20550 | Arrowood II,20642,; Arrowood II,20659, | Indoor Ceiling Fan | Ceiling Fan with Light Kit | 52 | 202 | 121 | 102 |  | 13.0 | 57.2 |  | 30 |  | 1 | No |  |  |  |  | LED | 1300 | 17 |  | 76.47 | 1 | 3000K | 82 | 36000 |  |  | Yes | Continuous Dimming |  |  |  |  | 2016-11-01 | 2016-11-07 | United States | ES_1137510_20550_11072016065644_1804783 | No
2291200 | Safety Quick Lighting & Fans Corp. | GE | CPD1613-E | CPD1613-E | ,20697,; ,20703, | Indoor Ceiling Fan | Ceiling Fan with Light Kit | 54 | 165 | 112 | 93 |  | 12.78 | 64.92 |  | lifetime |  | 1 | No |  |  |  |  | LED | 1453 | 18 |  | 80.72 | 0.98 | 3000K | 81 | 25000 |  |  | Yes | Continuous Dimming |  |  |  |  | 2017-01-19 | 2017-02-22 | United States | ES_1137510_CPD1613-E_01252017164420_3711482 | No
2290728 | Safety Quick Lighting & Fans Corp. | GE | CPS1551-A | CPS1551-A | ,20673,; ,20680, | Indoor Ceiling Fan | Ceiling Fan with Light Kit | 54 | 164 | 121 | 91 |  | 12.03 | 55.68 |  | lifetime |  | 1 | No |  |  |  |  | LED | 1453 | 18 |  | 80.72 | 0.98 | 3000K | 81 | 25000 |  |  | Yes | Continuous Dimming |  |  |  |  | 2017-01-19 | 2017-02-14 | United States | ES_1137510_CPS1551-A_01252017164420_9311487 | No
2287958 | Safety Quick Lighting & Fans Corp. | GE | Kaiden | 20765 |  | Indoor Ceiling Fan | Ceiling Fan with Light Kit | 52 | 163 | 128 | 95 |  | 13.03 | 53.17 |  | 30 |  | 1 | No |  |  |  |  | LED | 1785 | 24 |  | 74.38 | 0.97 | 3000K | 94 | 25000 |  |  | Yes | Continuous Dimming |  |  |  |  | 2017-12-18 | 2018-02-26 | United States, Canada | ES_1137510_20765_01052017162433_5721913 | No
2286103 | Safety Quick Lighting & Fans Corp. | GE | Savanna | 20772 |  | Indoor Ceiling Fan | Ceiling Fan with Light Kit | 52 | 161 | 114 | 93 |  | 10.22 | 54.40 |  | 30 |  | 1 | No |  |  |  |  | LED | 1423 | 18 |  | 79.06 | 0.91 | 3000K | 92 | 25000 |  |  | Yes | Continuous Dimming |  |  |  |  | 2016-11-15 | 2016-12-08 | United States, Canada | ES_1137510_20772_12082016162401_3849192 | No
2297572 | Safety Quick Lighting & Fans Corp. | GE | Savanna | 21243 |  | Indoor Ceiling Fan | Ceiling Fan with Light Kit | 52 | 241 | 157 | 111 |  | 8.80 | 53.36 |  | 30 |  | 1 | No |  |  |  |  | LED | 1423 | 18 |  | 79.06 | 0.91 | 3000K | 92 | 25000 |  |  | Yes | Continuous Dimming |  |  |  |  | 2017-03-24 | 2017-06-13 | United States, Canada | ES_1137510_21243_06132017162435_5872183 | No
2031516 | Savoy House | Savoy House | 52-EOF-XX-XXX | 52-EOF-XX-XXX |  |  | Ceiling Fan Only | 52 | 202 | 118 | 78 |  | 11.5 | 70.3 |  | 30 |  | 1 | No | [15 empty] | Yes | [5 empty] | 2012-03-01 | 2012-02-28 | United States, Canada | ES_1105798_AIR COOL INDUSTRIAL CO LTD (744507) ¦ 52-EOF-XX-XXX_10092012212844_8124954 | No
2031557 | Savoy House | Savoy House | 52-FAN-XXX-XX | 52-FAN-XXX-XX |  |  | Ceiling Fan Only | 52 | 198 | 122 | 82 |  | 9.8 | 67.1 |  | 30 |  | 1 | No | [15 empty] | Yes | [5 empty] | 2012-03-01 | 2012-02-28 | United States, Canada | ES_1105798_AIR COOL INDUSTRIAL CO LTD (744507) ¦ 52-FAN-XXX-XX_10092012213021_8221852 | No
2031572 | Sunway Fan Company, Inc. | Home Enhancements | Professional Series | B552 NK5P/WL |  |  | Ceiling Fan Only | 52 | 209 | 125 | 87 |  | 9.3 | 61.1 |  | 30 |  | 1 | No | [15 empty] | Yes | [5 empty] | 2012-03-01 | 2012-03-18 | United States, Canada | ES_1105798_AIR COOL INDUSTRIAL CO LTD (744507) ¦ B552 NK5P/WL_10092012213043_8243090 | No
2031577 | Sunway Fan Company, Inc. | Home Enhancements | Professional Series | B552 RB5P/WL |  |  | Ceiling Fan Only | 52 | 209 | 125 | 87 |  | 9.3 | 61.1 |  | 30 |  | 1 | No | [15 empty] | Yes | [5 empty] | 2012-03-01 | 2012-03-18 | United States, Canada | ES_1105798_AIR COOL INDUSTRIAL CO LTD (744507) ¦ B552 RB5P/WL_10092012213045_8245033 | No
2031573 | Sunway Fan Company, Inc. | Home Enhancements | Professional Series | B552 WH5W |  |  | Ceiling Fan Only | 52 | 209 | 125 | 87 |  | 9.3 | 61.1 |  | 30 |  | 1 | No | [15 empty] | Yes | [5 empty] | 2012-03-01 | 2012-03-18 | United States, Canada | ES_1105798_AIR COOL INDUSTRIAL CO LTD (744507) ¦ B552 WH5W_10092012213046_8246909 | No
2031642 | The Home Depot | Hampton Bay | 52" Heirloom 52-HL | 52-HL | ,51218,; ,51288,; ,513394,; ,728046, |  | Ceiling Fan Only | 52 | 199 | 142 | 89 |  | 10.9 | 64.1 |  | 30 |  | 1 | No | [15 empty] | Yes | [5 empty] | 2012-03-05 | 2012-01-13 | United States | ES_1105798_CHIEN LUEN INDUSTRIES CO LTD (58846) ¦ 51218_10092012213258_8378199 | No
2271723 | The Home Depot | Hampton Bay | 52in Farmington | EF200S(L)-52(A) | ,1000752761, 72764, |  | Ceiling Fan Only | 52 | 223 | 127 | 83 |  | 9.8 | 64.3 |  | 30 |  | 1 | No | [15 empty] | Yes | [5 empty] | 2016-03-30 | 2016-07-06 | Canada | ES_31912_EF200S(L)-52(A)_07062016064252_7372825 | No
2292813 | The Home Depot | Hampton Bay | 52in Heirloom w Light Kit | 52-HL (LK-52PN) | 52in Heirloom w Light Kit,406358,; 52in Heirloom w Light Kit,72199, | Indoor Ceiling Fan | Ceiling Fan with Light Kit | 52 | 195 | 135 | 86 |  | 10.92 | 63.2 |  | 30 |  | 1 | No |  |  |  |  | LED | 1600 | 17 |  | 94.12 | 0.93 | 2700K | 81 | 15000 |  |  | Yes | Non-Dimmable |  |  |  |  | 2017-03-01 | 2017-03-22 | United States, Canada | ES_31912_52-HL (LK-52PN)_03222017095013_6213476 | No
2265266 | The Home Depot | Hampton Bay | 52in Windward IV | 52-WWDIV | ,71213,; ,71223,; ,730117,; ,747049, | Indoor Ceiling Fan | Ceiling Fan with Light Kit | 52 | 193 | 137 | 102 |  | 12.35 | 60.0 |  | 30 |  | 1 | No |  |  |  |  | Fluorescent | 1800 | 26 |  | 69.23 | 0.55 | 2700K | 82 | 10000 |  |  | Yes | Non-Dimmable |  |  |  |  | 2016-04-15 | 2016-04-08 | United States, Canada | ES_31912_52-WWDIV_04262016061146_1106155 | No
2170400 | The Home Depot | Hampton Bay | 52" Tri-Mount | YG269 |  | Indoor Ceiling Fan | Ceiling Fan with Light Kit | 52 | 226 | 131 | 87 |  | 9.64 | 61.47 |  | 30 |  | 1 | No |  |  |  |  | Fluorescent | 981 | 13.8 |  | 71.09 | 0.62 | 3000K | 82 | 10000 |  |  | Yes | Non-Dimmable |  |  |  |  | 2012-03-30 | 2012-03-24 | United States, Canada | ES_1105798_AIR COOL INDUSTRIAL CO LTD (744507) ¦ YG269_01282013192224_0944206 | No
2184751 | The Home Depot | Hampton Bay | 56in Altura | 56-ATR | ,,N/A; ,507197,N/A; ,665090,N/A; ,73601,N/A; ,73656,N/A |  | Ceiling Fan Only | 56 | 189 | 129 | 89 |  | 11.1 | 73.1 |  | 30 |  | 1 | No | [15 empty] | Yes | [5 empty] | 2012-10-15 | 2012-07-24 | Canada | ES_1105798_HOME DEPOT INC (79634) ¦ 56-ATR 73601_07022013085306_5186799 | No
2286110 | The Home Depot | Hampton Bay | 60" Ashburton | YG593-*** |  |  | Ceiling Fan Only | 60 | 202 | 125 | 92 |  | 13.9 | 73.9 |  | 30 |  | 1 | No | [15 empty] | Yes | [5 empty] | 2016-11-30 | 2016-12-14 | United States, Canada | ES_31912_YG593-***_12142016034345_7026003 | No
2254190 | The Home Depot | Hampton Bay | 60"HEB Industrial Fan | CF101H-60 | ,158987,; ,26829,; ,434940,; ,434972,; ,526012,; ,52860,; ,52869,; ,52960, |  | Ceiling Fan Only | 60 | 252 | 123 | 101 |  | 15.5 | 110.0 |  | 30 |  | 1 | No | [15 empty] | Yes | [5 empty] | 2015-09-30 | 2015-12-02 | United States, Canada | ES_31912_CF101H-60_12042015060522_9122073 | No
2177485 | The Home Depot | Hampton Bay | Bercello Estates II | 34914 (RM73) |  | Indoor Ceiling Fan | Ceiling Fan with Light Kit | 52 | 196 | 114 | 82 |  | 9.9 | 71.0 |  | 30 |  | 1 | No |  |  |  |  | Fluorescent | 981 | 13.8 |  | 71.09 | 0.62 | 3000K | 82 | 10000 |  |  | Yes | Non-Dimmable |  |  |  |  | 2012-03-30 | 2012-02-24 | United States, Canada | ES_1105798_AIR COOL INDUSTRIAL CO LTD (744507) ¦ 34914 (RM73)_04122013192122_4482866 | No
2031574 | The Home Depot | Hampton Bay | Farmington | B-552QI-XX |  |  | Ceiling Fan Only | 52 | 209 | 125 | 87 |  | 9.3 | 61.1 |  | 30 |  | 1 | No | [15 empty] | Yes | [5 empty] | 2012-03-01 | 2012-03-18 | United States, Canada | ES_1105798_AIR COOL INDUSTRIAL CO LTD (744507) ¦ B-552QI-XX_10092012213023_8223728 | No
2170399 | The Home Depot | Hampton Bay | Larson | AL420 |  | Indoor Ceiling Fan | Ceiling Fan with Light Kit | 52 | 199 | 125 | 83 |  | 9.8 | 65.4 |  | 30 |  | 1 | No |  |  |  |  | Fluorescent | 981 | 13 |  | 75.46 | 0.62 | 2700K | 82 | 10020 |  |  | Yes | Non-Dimmable |  |  |  |  | 2012-03-15 | 2012-02-23 | United States, Canada | ES_1105798_AIR COOL INDUSTRIAL CO LTD (744507) ¦ AL420_01282013192158_0918572 | No
2031463 | The Home Depot | Hampton Bay | QI Contractor | EF200DA-52 | ,110411,; ,22226, |  | Ceiling Fan Only | 52 | 202 | 121 | 80 |  | 9.5 | 67.1 |  | 30 |  | 2 | No | [15 empty] | Yes | [5 empty] | 2006-11-20 | 2011-06-27 | Canada | ES_1105798_CHIEN LUEN INDUSTRIES CO LTD (58846) ¦ 22226_10092012212651_8011907 | No
2170398 | The Home Depot | Hampton Bay | WINFIELD | AG804 |  | Indoor Ceiling Fan | Ceiling Fan with Light Kit | 54 | 461 | 327 | 180 |  | 3.5 | 31.4 |  | 30 |  | 1 | No |  |  |  |  | Fluorescent | 981 | 13.8 |  | 71.09 | 0.62 | 3000K | 82 | 10000 |  |  | Yes | Non-Dimmable |  |  |  |  | 2012-03-30 | 2012-03-24 | United States, Canada | ES_1105798_AIR COOL INDUSTRIAL CO LTD (744507) ¦ AG804_01282013192134_0894746 | No
2253523 | The Home Depot | Hampton Bay | YG529-NI | YG529-NI | YG529-NI,YG529-NI,; YG529-WH,YG529-WH, |  | Ceiling Fan Only | 52 | 193 | 126 | 84 |  | 9.0 | 65.0 |  | 30 |  | 1 | No | [15 empty] | Yes | [5 empty] | 2015-11-30 | 2015-11-12 | United States, Canada | ES_31912_YG529-NI_11252015054426_0266807 | No
2265267 | The Home Depot | Home Decorators Collection | 52in Windward IV | 52-WWDIV | ,1000020187,; ,26661,; ,26662,; ,26663,; ,26666,; ,458301,; ,458611,; ,458633,; ,99961,; ,99962,; ,99963,; ,99966, | Indoor Ceiling Fan | Ceiling Fan with Light Kit | 52 | 193 | 137 | 102 |  | 12.35 | 60.0 |  | 30 |  | 1 | No |  |  |  |  | Fluorescent | 1800 | 26 |  | 69.23 | 0.55 | 2700K | 82 | 10000 |  |  | Yes | Non-Dimmable |  |  |  |  | 2016-04-15 | 2016-04-08 | United States, Canada | ES_31912_52-WWDIV_04262016060644_0804672 | No
2296384 | The Home Depot | Home Decorators Collection | 52 "Windward | 52-WWDIV | 91661,1002543115,; 91662,1002543114,; 91663,1002543113,; 91666,1002543116, | Indoor Ceiling Fan | Ceiling Fan with Light Kit | 52 | 193 | 137 | 102 |  | 12.35 | 60.0 |  | 30 |  | 1 | No |  |  |  |  | LED | 1600 | 19 |  | 84.21 | 0.87 | 2700K | 82 | 25000 |  |  | Yes | Non-Dimmable |  |  |  |  | 2017-06-01 | 2017-05-19 | United States, Canada | ES_31912_52-WWDIV_05222017030420_2260947 | No
2264434 | The Home Depot | Home Decorators Collection | 52" Windward | 52-WWDO |  | Outdoor Ceiling Fan | Ceiling Fan with Light Kit | 52 | 228 | 161 | 116 |  | 13.4 | 57.9 |  | 30 |  | 1 | No |  |  |  |  | LED | 800 | 17 |  | 47.06 | 1 | 3000K | 82 | 54000 |  |  | Yes | Non-Dimmable |  |  |  |  | 2016-04-22 | 2016-03-18 | United States, Canada | ES_31912_52-WWDO_04182016091943_1183616 | No
2306576 | The Home Depot | Home Decorators Collection | 54"Kensgrove | YG493A-*** | 54"Kensgrove,YG493A-BN,; 54"Kensgrove,YG493A-EB,; 54"Kensgrove,YG493A-WH, | Indoor Ceiling Fan | Ceiling Fan with Light Kit | 54 | 1010 | 568 | 212 |  | 1.82 | 29.67 |  | 30 |  | 1 | No |  |  |  |  | LED | 1000 | 14 |  | 71.43 | 0.96 | 3000K | 82 | 50000 |  |  | Yes | Step Dimming |  |  |  |  | 2017-11-20 | 2017-11-17 | United States, Canada | ES_31912_YG493A-***_11192017134432_9072806 | No
2296385 | The Home Depot | Home Decorators Collection | 56" Breezemore | 56-BRM | 56" Breezemore,1002307848,; 56" Breezemore,1002703556,; 56" Breezemore,756713,; 56" Breezemore,775762,; 56" Breezemore,91158,; 91156,1002554685, | Indoor Ceiling Fan | Ceiling Fan with Light Kit | 56 | 1445 | 649 | 230 |  | 1.3 | 35.7 |  | 30 |  | 1 | No |  |  |  |  | LED | 1600 | 19 |  | 84.21 | 0.87 | 2700K | 82 | 25000 |  |  | Yes | Non-Dimmable |  |  |  |  | 2017-06-01 | 2017-05-19 | United States, Canada | ES_31912_56-BRM_05222017034504_4704207 | No
2192556 | The Home Depot | Home Decorators Collection | 56in Altura | 56-ATR | ,26650,; ,26655,; ,26656,; ,672000,; ,672066,; ,834492, |  | Ceiling Fan Only | 56 | 189 | 129 | 89 |  | 11.1 | 73.1 |  | 30 |  | 1 | No | [15 empty] | Yes | [5 empty] | 2013-09-30 | 2013-09-30 | United States, Canada | ES_1105798_CHIEN LUEN INDUSTRIES CO LTD (58846) ¦ 56-ATR 26650_09302013023251_8371958 | No
2231184 | The Home Depot | Home Decorators Collection | 60in Aero Breeze | 60-EVO | ,1000817069,; ,1001029138,; ,51591,; ,71491, | Indoor Ceiling Fan | Ceiling Fan with Light Kit | 60 | 1447 | 837 | 295 |  | 1.3 | 32.8 |  | 30 |  | 1 | No |  |  |  |  | LED | 1138 | 17 |  | 66.94 | 0.98 | 3000K | 83 | 50000 |  |  | Yes | Continuous Dimming |  |  |  |  | 2015-03-30 | 2015-01-15 | United States, Canada | ES_31912_60-EVO_01162015015419_3259281 | No
2192288 | The Home Depot | Home Decorators Collection | 60in Altura | 60-ATO | 60in Altura,26660,; 60in Altura,987787, |  | Ceiling Fan Only | 60 | 236 | 145 | 102 |  | 11.4 | 67.2 |  | 30 |  | 1 | No | [15 empty] | Yes | [5 empty] | 2013-12-15 | 2013-10-01 | United States | ES_1105798_CHIEN LUEN INDUSTRIES CO LTD (58846) ¦ 26660 (60-ATO)_10022013100637_8397498 | No
2286337 | The Home Depot | Home Decorators Collection | 68"Altura | 68-ATR (904384) | 68"Altura,128925,; 68"Altura,26668,; 68"Altura,26669,; 68"Altura,99968,; 68"Altura,99969, |  | Ceiling Fan Only | 68 | 169 | 133 | 92 |  | 22.9 | 94.0 |  | 30 |  | 1 | No | [15 empty] | Yes | [5 empty] | 2016-03-31 | 2016-12-16 | United States, Canada | ES_31912_68-ATR (904384)_12162016071548_2548058 | No
2266131 | The Home Depot | Home Decorators Collection | 68"Altura | 68-ATRDC | ,68681,; ,68682,; ,68683,; ,68684,; ,68685,; ,734743,; ,734744,; ,734745,; ,734746,; ,734747, |  | Ceiling Fan Only | 68 | 1367 | 755 | 298 |  | 2.61 | 32.3 |  | 30 |  | 1 | No | [15 empty] | Yes | [5 empty] | 2016-05-05 | 2016-05-05 | United States, Canada | ES_31912_68-ATRDC_05052016083035_7035919 | No
2292211 | The Home Depot | Home Decorators Collection | 72" Kensgroove | YG493-*** | 72" Kensgroove,YG493-BN,; 72" Kensgroove,YG493-EB,; 72" Kensgroove,YG493-WH, | Indoor Ceiling Fan | Ceiling Fan with Light Kit | 72 | 1629 | 834 | 318 |  | 1.6 | 33.0 |  | 30 |  | 1 | No |  |  |  |  | LED | 1000 | 14 |  | 71.43 | 0.96 | 3000K | 82 | 50000 |  |  | Yes | Step Dimming |  |  |  |  | 2017-05-01 | 2017-03-09 | United States, Canada | ES_31912_YG493-***_03102017070429_9469850 | Yes
2257586 | The Home Depot | Home Decorators Collection | 72" Kensgroove Outdoor | YG493OD-*** | 72" Kensgroove Outdoor,YG493OD-WH,; 72"Kensgrove Outdoor,YG493OD-EB, | Outdoor Ceiling Fan | Ceiling Fan with Light Kit | 72 | 1629 | 834 | 318 |  | 1.6 | 33.0 |  | 30 |  | 1 | No |  |  |  |  | LED | 1000 | 14 |  | 71.43 | 0.96 | 3000K | 82 | 50000 |  |  | Yes | Step Dimming |  |  |  |  | 2017-05-01 | 2017-03-09 | United States, Canada | ES_31912_YG493OD-BN_02012016093538_9338075 | Yes
2308977 | The Home Depot | Home Decorators Collection | Fenceham | YG491A-** | Fenceham,YG491A-NI, |  | Ceiling Fan Only | 84 | 2209 | 938 | 370 |  | 2.05 | 32.53 |  | 30 |  | 1 | No | [15 empty] | Yes | [5 empty] | 2018-01-20 | 2018-01-10 | United States, Canada | ES_31912_YG491A-**_01102018113539_4139346 | Yes
2253517 | The Home Depot | Home Decorators Collection | Fenceham | YG491-BN | Fenceham,YG491-BN,; Fenceham,YG491-XX, |  | Ceiling Fan Only | 84 | 900 | 597 | 334 |  | 2.9 | 28.8 |  | 30 |  | 1 | No | [15 empty] | Yes | [5 empty] | 2015-11-30 | 2015-11-12 | United States, Canada | ES_31912_YG491-BN_11252015051621_8581660 | Yes
2295708 | The Home Depot | Home Decorators Collection | YG638 | YG638 |  | Indoor Ceiling Fan | Ceiling Fan with Light Kit | 60 | 1228 | 579 | 258 |  | 2.98 | 45.04 |  | 30 |  | 1 | No |  |  |  |  | LED | 1500 | 14 |  | 107.14 | 0.99 | 3000K | 83 | 54000 |  |  | Yes | Continuous Dimming |  |  |  |  | 2017-05-10 | 2017-05-10 | United States, Canada | ES_31912_YG638_05102017071359_0439433 | No
2271724 | The Home Depot | HOME DEPOT | 52in Farmington | EF200S(L)-52(A) | 52in Farmington,32760, 32762, 32764, 32766, 32769, 170721, 171348, 690338, 690339, |  | Ceiling Fan Only | 52 | 223 | 127 | 83 |  | 9.8 | 64.3 |  | 30 |  | 1 | No | [15 empty] | Yes | [5 empty] | 2016-03-30 | 2016-07-06 | United States | ES_31912_EF200S(L)-52(A)_07062016064226_7346469 | No
2217285 | TroposAir LLC | TroposAir | DC-6 | 6HE52 |  |  | Ceiling Fan Only | 52 | 750 | 415 | 231 |  | 3.0 | 31.0 |  | 30 |  | 1 | No | [15 empty] | Yes | [5 empty] | 2014-08-17 | 2014-08-12 | United States | ES_1124133_6HE52_08122014084144_2904112 | No
2215257 | TroposAir LLC | TroposAir | McCoy | 3TP52 |  |  | Ceiling Fan Only | 52 | 184 | 139 | 100 |  | 15.5 | 58.1 |  | 30 |  | 1 | No | [15 empty] | Yes | [5 empty] | 2014-07-31 | 2014-07-14 | United States | ES_1124133_3TP52_07142014090318_8598792 | No
2186474 | TroposAir LLC | TroposAir | ProSeries Deluxe Outdoor Builder | 5HA52 |  |  | Ceiling Fan Only | 52 | 251 | 157 | 107 |  | 10.7 | 62.7 |  | 30 |  | 1 | No | [15 empty] | Yes | [5 empty] | 2013-06-01 | 2013-07-25 | United States | ES_1105798_FURN FAN CORP (121350) ¦ 5HA52_07252013090714_3234999 | No
2186476 | TroposAir LLC | TroposAir | ProSeries Indoor Builder | 5BD52 |  |  | Ceiling Fan Only | 52 | 252 | 152 | 98 |  | 10.4 | 61.8 |  | 30 |  | 1 | No | [15 empty] | Yes | [5 empty] | 2013-06-01 | 2013-07-25 | United States | ES_1105798_FURN FAN CORP (121350) ¦ 5BD52_07252013091329_3609190 | No
2186477 | TroposAir LLC | TroposAir | ProSeries Outdoor Builder | 5OD52 |  |  | Ceiling Fan Only | 52 | 263 | 160 | 102 |  | 10.3 | 62.6 |  | 30 |  | 1 | No | [15 empty] | Yes | [5 empty] | 2013-06-01 | 2013-07-25 | United States | ES_1105798_FURN FAN CORP (121350) ¦ 5OD52_07252013091250_3570978 | No
2186473 | TroposAir LLC | TroposAir | Saturn | 5DA52 |  |  | Ceiling Fan Only | 52 | 206 | 138 | 92 |  | 11.9 | 65.8 |  | 30 |  | 1 | No | [15 empty] | Yes | [5 empty] | 2013-06-01 | 2013-07-25 | United States | ES_1105798_FURN FAN CORP (121350) ¦ 5DA52_07252013090315_2995845 | No
2186472 | TroposAir LLC | TroposAir | The L.A. | 3LA44 |  |  | Ceiling Fan Only | 44 | 470 | 267 | 161 |  | 4.9 | 34.5 |  | 30 |  | 1 | No | [15 empty] | Yes | [5 empty] | 2013-06-01 | 2013-07-25 | United States | ES_1105798_FURN FAN CORP (121350) ¦ 3LA44_07252013085436_2476144 | No
2217289 | TroposAir LLC | TroposAir | Titan-66 | 6HE66 |  |  | Ceiling Fan Only | 65 | 1003 | 589 | 303 |  | 3.5 | 30.8 |  | 30 |  | 1 | No | [15 empty] | Yes | [5 empty] | 2014-07-21 | 2014-08-12 | United States | ES_1124133_6HE66_08122014085632_3792301 | Yes
2217287 | TroposAir LLC | TroposAir | Titan-72 | 6HE72 |  |  | Ceiling Fan Only | 72 | 1141 | 713 | 363 |  | 2.9 | 30.9 |  | 30 |  | 1 | No | [15 empty] | Yes | [5 empty] | 2014-07-21 | 2014-08-12 | United States | ES_1124133_6HE72_08122014085846_3926267 | Yes
2217286 | TroposAir LLC | TroposAir | Titan-84 | 6HE84 |  |  | Ceiling Fan Only | 84 | 1517 | 848 | 451 |  | 3.4 | 31.8 |  | 30 |  | 1 | No | [15 empty] | Yes | [5 empty] | 2014-07-21 | 2014-08-12 | United States | ES_1124133_6HE84_08122014090137_4097875 | Yes
2217284 | TroposAir LLC | TroposAir | Tornado | 3ID56 |  |  | Ceiling Fan Only | 56 | 294 | 184 | 115 |  | 12.0 | 79.3 |  | 30 |  | 1 | No | [15 empty] | Yes | [5 empty] | 2014-08-17 | 2014-08-12 | United States | ES_1124133_3ID56_08122014085413_3653486 | No
2260382 | Ventamatic Ltd. | Big Air | ICF72 | ICF72 |  |  | Ceiling Fan Only | 72 | 984 | 614 | 352 |  | 4.4 | 29.0 |  | 30 |  | 1 | No | [15 empty] | Yes | [5 empty] | 2015-05-01 | 2016-01-05 | United States | ES_1033540_ICF72_01052016135019_1819974 | Yes
2260383 | Ventamatic Ltd. | Big Air | ICF96 | ICF96 |  |  | Ceiling Fan Only | 96 | 850 | 600 | 429 |  | 10.76 | 30.48 |  | 30 |  | 1 | No | [15 empty] | Yes | [5 empty] | 2015-05-01 | 2016-01-05 | United States | ES_1033540_ICF96_01052016135128_1888042 | Yes
2301304 | WIN-WIND CO.,LTD | Ellen Lighting Inc. | C575 | C575 |  |  | Ceiling Fan Only | 52 | 221 | 146 | 97 |  | 11.2 | 59.6 |  | 30 |  | 1 | No | [15 empty] | Yes | [5 empty] | 2017-06-11 | 2017-07-26 | United States | ES_1139816_C575_08032017101359_5239598 | No
2031532 | Yellow Energy | Biltmore | C330 | C330 |  |  | Ceiling Fan Only | 52 | 223 | 128 | 90 |  | 10.1 | 58.9 |  | 30 |  | 1 | No | [15 empty] | Yes | [5 empty] | 2012-03-01 | 2012-03-25 | United States, Canada | ES_1105798_AIR COOL INDUSTRIAL CO LTD (744507) ¦ C330_10092012212948_8188011 | No
2031579 | Yellow Energy | Biltmore | C575 | C575 |  |  | Ceiling Fan Only | 52 | 209 | 125 | 87 |  | 9.3 | 61.1 |  | 30 |  | 1 | No | [15 empty] | Yes | [5 empty] | 2012-03-01 | 2012-03-18 | United States, Canada | ES_1105798_AIR COOL INDUSTRIAL CO LTD (744507) ¦ C575_10092012213100_8260925 | No
2302187 | Yellow Energy | Estate Lighting | Ceiling Fan | C225 |  | Indoor Ceiling Fan | Ceiling Fan with Light Kit | 52 | 213 | 143 | 104 |  | 12.1 | 57.9 |  | Limited Lifetime Warranty |  | Limited Lifetime Warranty | No |  |  |  |  | Fluorescent | 1800 | 26 |  | 69.23 | 0.58 | 2700K | 84 | 10000 |  |  | Yes | Non-Dimmable |  |  |  |  | 2017-08-15 | 2017-08-16 | United States | ES_1077385_C225_08162017124911_1028949 | No
2302186 | Yellow Energy | Estate Lighting | Ceiling Fan | C785 |  | Indoor Ceiling Fan | Ceiling Fan with Light Kit | 52 | 197 | 128 | 90 |  | 10.6 | 60.2 |  | Limited Lifetime Warranty |  | Limited Lifetime Warranty | No |  |  |  |  | Fluorescent | 1800 | 26 |  | 69.23 | 0.58 | 2700K | 84 | 10000 |  |  | Yes | Non-Dimmable |  |  |  |  | 2017-08-15 | 2017-08-16 | United States | ES_1077385_C785_08162017124524_6562552 | No
2233391 | Yellow Energy | Estate Lighting | Ceiling Fan with Light Kit | C445 |  | Indoor Ceiling Fan | Ceiling Fan with Light Kit | 52 | 229 | 151 | 111 |  | 12.2 | 57.8 |  | Limited Lifetime Warranty |  | Limited Lifetime Warranty | No |  |  |  |  | Fluorescent | 1800 | 26 |  | 69.23 | 0.62 | 2700K | 82 | 10000 |  |  | Yes | Non-Dimmable |  |  |  |  | 2015-01-30 | 2015-02-19 | United States | ES_1077385_C445_02192015144128_4252386 | No